## Notes
NOTES
1 | The model shows only an example of the economics for a LM6000 project. Please modify the model for the specific transaction
you are trying to model (Please see the contact list below)
2 | Please double check the model/pages before sending out to clients as certain information/comment cells/notes etc. may be too detailed to be disclosed
3 | All yellow shaded cells are required input cells
4 | Turbine carrying cost are based on assumptions on the WestLB Structure, the numbers may change after 03/15/00
5 | The dispatch template is attached. Please check with Jim Simpson for the required inputs
SOURCES
Source
1 | Federal Tax, Franchise Tax, Sales & Used Tax, NOL |  |  | Patrick Maloy
calculations
2 | 15 year MACRS |  |  | Patrick Maloy
3 | Book Depreciation |  |  | Use GenCo assumption as per Jody Pierce
4 | Fin Fan Cooler |  |  | Bernstein's cost model, calculated by Bruce Golden
5 | No Capacity Degradation for LM 6000 Peaker model |  |  | Bruce Golden
6 | Spread Option Model |  |  | Jim Simpson
7 | Estimated drawdown schedule |  |  | Bruce Golden
8 | Property Tax, State Tax |  |  | Jim Curry
9 | Heat Rate Degradation |  |  | Bruce Golden
CONTACTS
| Subjects | Contacts | Extension
| Model | Clement Lau | x 3-9446
|  | Ben Rogers | x 3-7998
| Turbine/Technical Info | Doug Sewell | x 3-6337
| Engineers | Mike Coleman | x 6-6385
|  | Bruce Golden | x 6-6063
|  | Chris Booth | x 6-7089
| O&M | Scot Chambers | x 6-8371
| Spread Option Model | Jim Simpson | x 3-7202
| Accounting | Jody Pierce | x 5-7405
| Federal Tax, misc. Tax | Mike Fredell | x 3-7022
|  | Matt Gockerman | x 3-3979
|  | Patrick Maloy | x 3-6174
| State/Property Tax | Warren Schick | x 3-0689
|  | Jim Curry | x 3-6367

## Tracking Sheet
PROJECT NAME: New Orleans, Louisiana
TRACKING SHEET
| EQUITY IRR WITH NO | DSCR
| RESIDUAL VALUE | MIN | AVG.
Current | 8.754% | 1.3 | 1.3
Track Changes | 8.754% | 1.3 | 1.3

## Assumptions
Unhide Sub Debt, 1999 Columns
PROJECT NAME: New Orleans, Louisiana
Simple Cycle Scenario
ASSUMPTIONS & SUMMARY OUTPUT
SOURCES & USES: |  |  |  | PROJECT DESCRIPTION: |  |  |  | OPERATING COSTS ASSUMPTIONS (FROM ENGINEERS/ASSET MANAGEMENT): |  |  |  | Fuel | Capacity $ | VOM | Residual Value | Capacity | Chillers | Compressor | Debt
[8 empty] | (1st year Annualized) |  |  |  | Index | Base | Pass-through | EBITDA Exit Multiple | ISO | Yes | Yes | Bank LT Debt
Sources of Funds | % | 000 $ | $/kW | Type of Turbine |  | LM6000 | [5 empty] | Fixed | Low | Not Pass-through | % of Project Cost | 95 degrees | No | No | Capital Market
Total Equity | 30% | 43755.0831 | 160.275 | Cost Per Turbine (w Carry Cost) (000$) |  | 14260.4496 |  | CPI Escalator (%) | 2% |  |  | Custom | Index |  | 000$/MW |  |  |  | Mini-perm
Debt Issuance | 70% | 102095.194 | 373.9751 | Number of Turbines |  | 6 | [6 empty] | Custom |  | None
|  |  |  | Net Turbine Rating (MW) |  | 45.5 |  | Escalated Costs: |  |  |  | 1 | 1 | 1 | 1 | 2 | 1 | 1 | 1
Total Sources | 100% | 145850.2772 | 534.2501 | Heat Rate-New and Clean (HHV) |  | 10300 |  |  | $/mWh |  |  | Index | Base | Pass-through | EBITDA Exit Multiple | 2 | 10 | Yes | Bank LT Debt
|  |  |  | Heat Rate-Degraded (HHV) |  | 10500 |  | Chemicals | 0.54
|  |  |  | No. of Construction Months |  | 7 |  | Maintenance Expenses | 1.5 |  |  |  | With Chillers | Without Chillers
Uses of Funds |  |  |  | Start of Commercial Operation |  | 2001-05-01 |  | Total VOM | 2.04 |  |  | ISO | 11 | 21
|  |  |  | No. of Months in the 1st Operating year |  | 8 |  |  |  |  | ESC. | 95o | 12 | 22
EPC (From Engineers/Nepco): |  |  |  | Project Life (Years) |  | 30 |  | Payroll & Burden | 750 | 2.7473
Turbine (with Carrying Cost and Sprint) | 58.66% | 85562.6976 | 313.4165 | Location (State) |  | FL |  | B.I. Insurance | 250 | 0.91575
Fin Fan Cooler | 0% | 0 | 0 |  |  |  |  | SG&A | 0 | 0
CTG Freight | 0.4114% | 600 | 2.1978 | Residual Value (at year 20) |  |  |  | Start Charge | 0 | 0
Project Management | 1.294% | 1887.451 | 6.9137 | EBITDA Exit Multiple |  | 5 |  | Maintenance Expenses | 600 | 2.1978
Indirect Costs | 1.793% | 2615.504 | 9.5806 | % of Initial Project Cost |  | 10% |  | Admin and Operations Expenses | 75 | 0.27473
Engineered Equipment | 12.37% | 18036.809 | 66.0689 | $/kW |  | 200 |  | O&M Fees plus capital exp. | 150 | 0.54945
Construction | 4.75% | 6927.787 | 25.3765 |  |  |  |  | Total Fixed Escalating Cost | 1825 | 6.685
SCR | 0% | 0 | 0 | FINANCING ASSUMPTIONS:
Dual Fuel | 1.152% | 1680 | 6.1538 | DEBT |  | Construction Loan |  | Non-Escalated Costs:
Engineering Labor | 0.489% | 713.243 | 2.6126 | Debt Issued | 2000-09-01 |  |  | Fuel | 0 | 0
Owner's Adder (With Switchyard, T-lines, Gas Lines) | 7.66% | 11172.7 | 40.9256 | Treasury Rate as of: | 2000-02-15 |  |  | Property Tax | 2367.5458 | 8.6723 | 0%
Startup/Mobilization | 0.7185% | 1047.896 | 3.8384 |  |  |  |  | Franchise Tax | 0 | 0
Chillers (In Engineered Equipment) | 0% | 0 | 0 | Amount ('000 $) | 84092.2306 |  |  | Gross Receipts Tax | 0 | 0
Bulk Material | 3.459% | 5044.243 | 18.4771 | Term (yrs) | 30 |  |  | Debt Service Reserve Fee | 0 | 0
Sub Total | 92.76% | 135288.3306 | 495.5617 | Final Maturity | 2021-04-01
|  |  |  | Average Life (yrs) | 10.3358 |  |  | DEPRECIATION ASSUMPTIONS:
Soft Cost (From Engineers/Asset Management): |  |  |  | Treasury Rate (%) | 6% | 6% |  |  | Year | Method | Residual (%)
Fixed G&A | 1.862% | 2716.188 | 9.9494 | Spread (%) | 1% | 1% |  | Federal & State Tax Depreciation
EE&CC Program Management | 0% | 0 | 0 | All-In Rate (%) | 7% | 7% |  | EPC Costs | 15 | MACRS | 0%
Warranty | 0.03% | 43.75 | 0.16026 |  |  |  |  | Start-Up Cost | 5 | SL | 0%
Environmental Permitting | 0% | 0 | 0 | Maximum DSR Amount (000 $) | 0 | 0 | (months/year) | Transaction Costs | 20 | SL | 0%
Insurance | 0% | 0 | 0 | Debt Service Reserve LOC Fee | 2%
Capitalized Salaries | 0% | 0 | 0 | Interest Income Rate | 0% |  |  | Book Depreciation
Owner's Engineer | 0% | 0 | 0 |  |  |  |  | EPC Costs | 30 | SL | 10%
Development Expenses | 0% | 0 | 0 | EQUITY |  |  |  | Start-Up Cost | 5 | SL | 0%
Legal Expense | 0% | 0 | 0 | Equity Closed | 2000-04-01 |  |  | Transaction Costs | 20 | SL | 0%
Interconnect Study | 0% | 0 | 0 | Equity Partner's Share | 0% | 0
IDC | 2.594% | 3783.2677 | 13.8581 | Enron's Share | 100% | 43755.0831 |  | TAX ASSUMPTIONS (PROJECT MAY INCLUDE SPECIFIC TAXES):
Nepco Margin | 0% | 0 | 0
Sales & Used Tax | 0.8558% | 1248.2298 | 4.5723 | PPA ASSUMPTIONS (MAKE CHANGES AS NEEDED): |  |  |  | Federal Income Tax Rate (%) | 35%
Contingency | 1.9% | 2770.511 | 10.1484 |  |  |  |  | State Income Tax Rate (average %) | 7% | (Project Specific)
Sub Total | 7.242% | 10561.9465 | 38.6884 | Fixed Price PPA |  |  |  | Franchise Tax (% on Net Asset) | 0% | (Project Specific)
|  |  |  | No. of years |  | 30 |  | Gross Receipts Tax (%) | 0% | (Project Specific)
Financing Costs: |  |  |  | Capacity Charge ($/kW-mo.) |  | 5.4924 |  | Sales & Used Tax Rate on Fuel (%) | 1.5% | (Project Specific)
Lender's Engineer | 0% | 0 | 0 |  |  |  |  | Sales & Used Tax Rate on Hard Cost (%) | 5% | (Project Specific)
Lender's Counsel | 0% | 0 | 0 | Merchant Price Period
Financing Fee (All-in Fees) | 0% | 0 | 0 | No. of years |  | 0
Sub Total | 0% | 0 | 0 | Capacity Charge ($/kW-mo.)
Total Uses | 100% | 145850.2772 | 534.2501 | Variable Payment ($/mWh) |  | 2.04
|  |  |  | Net Generation (MWh) |  | 382200
SUMMARY OUTPUT: |  |  |  | TECHNICAL ASSUMPTIONS:
All-in Capital Cost ($/kW) |  | 534.2501 |  | Site Condition (MW) |  | 273
|  |  |  | Evaporative Cooler (MW) |  | 0
|  | Avg. | Min | Net Output (MW) |  | 273
DSCR |  | 1.6017 | 1.0223
|  |  |  | No. of Starts per year |  | 140
Enron Equity Returns |  | IRR | NPV | Available PSIG |  | 400
30 Yrs After-Tax Cashflow with 10% Initial Project Cost Residual Value |  | 11.09% | -5.0753e-14 | No. of Run Hours per year |  | 1400
Key Stats | 2001 | 2002 | 2003
EBITDA (000 $) | 8411.1007 | 13763.9239 | 13738.9339
Net Income (000 $) | 336.152 | 703.4697 | 737.2996
Pre-Tax Cashflow (000 $) | 4242.2136 | 6692.9178 | 6748.8813
Cashflow to Equity (000 $) | 3161.3927 | 5536.4394 | 5511.4494
Note on H11: clau: Calculated to include Carry Cost on a separate spreadsheet.
Note on H13: clau: This is an estimate, please check with Engineers for specific project
Note on H14: brogers: This is an estimate, please check with Engineers for specific project H.R. from Bruce Golden
Note on H15: brogers: This is an estimate, please check with Engineers for specific project H.R. given by Bruce Golden
Note on N19: Ben Rogers: Costs received from UAE Model (% LM's) then upgraded to 6 LM facility
Note on C21: clau: $62,000/turbine as per Bruce Golden
Note on C27: Ben Rogers: 4 SCR's for a 4 on 1 or 5 SCR's for a 5 on 1 configuration
Note on N30: Ben Rogers: From Warren Schick
Note on L38: clau: Assumption checked with Patrick Maloy on 2/4/00.
Note on A40: Ben Rogers: MOB from Scot Chambers
Note on L43: clau: Assumption used for GenCo. Verified with Jody Pierce 2/3/00.
Note on N55: Ben Rogers: Need to check with Patrick Maloy the states tax rate
Note on C57: Ben Rogers: Based on company's estimate
Note on H61: clau: As per Bruce Golden for simple cycle LM6000
Note on H72: Ben Rogers: Based on company's estimates

## Cost Details
Simple Cycle Configuration
Turbines | 6
MW's | 273
(000's)
Project Management:
Home Office | 720.804
Salaried Staff | 947.891
Hourly Staff | 218.756
1887.451
Indirect Costs:
Equipment Costs | 635.659
Small Tools | 254.504
Indirect Labor | 262.371
GC Other | 893.72
per diems | 562.5
Tax/bond | 6.75
2615.504
Engineering:
Engr. Labor | 713.243
Procurement:
Major Equipment
CTG's | 86040
CTG Freight | 600
Inlet air heating | 0
Duel Fuel | 1680
SCR's | 0
STG - 75 MW | 0
88320
Engineered Equipment
Buildings | 393.75
Valves and specials | 384.429
Bus Duct | 225
Dry Transformers | 16.794
Step-up transformers | 2154
Power Dist. Xformers | 841.032
600V MCC | 94.842
600V swgr | 94.167
5kV swgr | 185.634
15kV swgr | 1260.048
Control Panel | 326.62
HV Device | 46.245
DCS | 305.55
UPS | 25.974
Fld. Mntd Instr. | 109.94
CEMS | 0
Control Valves | 68.875
Pumps | 271.665
Cooling Tower | 0
Fin Fan Coolers | 0
APC equipment | 0
Gas Compression | 2120
Fuel Gas Filter | 168
Chillers | 4600
Water Treatment | 548.1
Oil/Water Seperator | 82.35
Vender Reps | 364.75
Tank Farm/Oil Filter | 2250
FLD/shop vessels | 532.5
Other | 566.544
18036.809
Bulk Material | 5044.243
Construction
site | 910.904
u/g electrical | 657.63
u/g piping | 445.017
concrete | 1129.472
grout | 58.075
steel | 62.727
architectual | 3.814
buildings | 157.55
a/g piping | 1074.572
a/g eletrical | 1086.685
instrumentation | 201.616
insulation | 205.509
painting | 26.272
mech. Equipment | 907.944
6927.787
Startup
startup | 759.528
oper training | 12.5
initial fill/spares | 123.25
manuels | 40.6
startup support | 112.018
1047.896
Warranty | 43.75
Owner Adds
sales and Used Tax | 0
SCR air attemperation | 0
Remote control | 0
ENA Remote Monitoring | 172.7
Switchyard | 7500
Transmission lines | 1500
Gas Line | 1400
Admin Buildings | 600
Builders Risk | 0
11172.7
Subtotal Costs | 134761.487
Fixed G&A | 2716.188
Total Costs | 137477.675
Contingency | 2770.511
Margin | 8311.534
11082.045
Total EPC | 148559.72
Note on D86: Ben Rogers: Cost received from Santee Cooper Cost Model

## Price_Technical Assumption
PROJECT NAME: New Orleans, Louisiana
PRICE/TECHNICAL ASSUMPTIONS
|  | 0.66667 | 1.6667 | 2.6667 | 3.6667 | 4.6667 | 5.6667 | 6.6667 | 7.6667 | 8.6667 | 9.6667 | 10.6667 | 11.6667 | 12.6667 | 13.6667 | 14.6667 | 15.6667 | 16.6667 | 17.6667 | 18.6667 | 19.6667 | 20.6667 | 21.6667 | 22.6667 | 23.6667 | 24.6667 | 25.6667 | 26.6667 | 27.6667 | 28.6667 | 29.6667 | 30.6667
|  | 2001 | 2002 | 2003 | 2004 | 2005 | 2006 | 2007 | 2008 | 2009 | 2010 | 2011 | 2012 | 2013 | 2014 | 2015 | 2016 | 2017 | 2018 | 2019 | 2020 | 2021 | 2022 | 2023 | 2024 | 2025 | 2026 | 2027 | 2028 | 2029 | 2030 | 2031
CAPACITY PRICE $/kW-MONTH
| Fixed Price | 5.4924 | 5.4924 | 5.4924 | 5.4924 | 5.4924 | 5.4924 | 5.4924 | 5.4924 | 5.4924 | 5.4924 | 5.4924 | 5.4924 | 5.4924 | 5.4924 | 5.4924 | 5.4924 | 5.4924 | 5.4924 | 5.4924 | 5.4924 | 5.4924 | 5.4924 | 5.4924 | 5.4924 | 5.4924 | 5.4924 | 5.4924 | 5.4924 | 5.4924 | 5.4924 | 5.4924
Merchant Price
1 | Base | 5.4933 | 5.6581 | 5.6458 | 5.7213 | 5.6998 | 5.7713 | 5.8419 | 5.9116 | 6.0889 | 6.1596 | 6.3444 | 6.4159 | 6.6084 | 6.6806 | 6.7512 | 6.82 | 6.8869 | 6.9516 | 7.014 | 7.0739 | 7.1311 | 7.1854 | 7.2396 | 7.2939 | 7.3482 | 7.4024 | 7.4567 | 7.5109 | 7.5652 | 7.6195 | 7.6737
2 | Low | 4.3775 | 4.5088 | 4.7352 | 4.8772 | 5.0235 | 5.1742 | 5.3295 | 5.2782 | 5.2191 | 5.0397 | 4.9602 | 4.8713 | 4.8951 | 4.9159 | 4.8037 | 4.8141 | 4.8208 | 4.9654 | 5.1144 | 5.1173 | 5.2708 | 5.429 | 5.5871 | 5.7452 | 5.9033 | 6.0615 | 6.2196 | 6.3777 | 6.5358 | 6.694 | 6.8521
3 | Index | 0 | 0 | 0 | 0 | 0 | 0 | 0 | 0 | 0 | 0 | 0 | 0 | 0 | 0 | 0 | 0 | 0 | 0 | 0 | 0 | 0 | 0 | 0 | 0 | 0 | 0 | 0 | 0 | 0 | 0 | 0
4 | Custom | 0 | 0 | 0 | 0 | 0 | 0 | 0 | 0 | 0 | 0 | 0 | 0 | 0 | 0 | 0 | 0 | 0 | 0 | 0 | 0 | 0 | 0 | 0 | 0 | 0 | 0 | 0 | 0 | 0 | 0 | 0
1 | Market Price Scenario | 5.4933 | 5.6581 | 5.6458 | 5.7213 | 5.6998 | 5.7713 | 5.8419 | 5.9116 | 6.0889 | 6.1596 | 6.3444 | 6.4159 | 6.6084 | 6.6806 | 6.7512 | 6.82 | 6.8869 | 6.9516 | 7.014 | 7.0739 | 7.1311 | 7.1854 | 7.2396 | 7.2939 | 7.3482 | 7.4024 | 7.4567 | 7.5109 | 7.5652 | 7.6195 | 7.6737
| Blended Capacity Price | 5.4924 | 5.4924 | 5.4924 | 5.4924 | 5.4924 | 5.4924 | 5.4924 | 5.4924 | 5.4924 | 5.4924 | 5.4924 | 5.4924 | 5.4924 | 5.4924 | 5.4924 | 5.4924 | 5.4924 | 5.4924 | 5.4924 | 5.4924 | 5.4924 | 5.4924 | 5.4924 | 5.4924 | 5.4924 | 5.4924 | 5.4924 | 5.4924 | 5.4924 | 5.4924 | 6.9466
GAS PRICE $/MMBTU
1 | Index (Fuel Oil # 2 Curve) | 4.3844 | 4.2499 | 4.1938 | 4.1759 | 4.173 | 4.2384 | 4.3405 | 4.3489 | 4.3489 | 4.3489 | 4.3489 | 4.3489 | 4.3489 | 4.3489 | 4.3489 | 4.3489 | 4.35 | 4.35 | 4.35 | 4.35 | 4.35 | 2.2 | 2.2 | 2.2 | 2.2 | 2.2 | 2.2 | 2.2 | 2.2 | 2.2 | 2.2
2 | Fixed | 2.5 | 2.5 | 2.5 | 2.5 | 2.5 | 2.5 | 2.5 | 2.5 | 2.5 | 2.5 | 2.5 | 2.5 | 2.5 | 2.5 | 2.5 | 2.5 | 2.5 | 2.5 | 2.5 | 2.5 | 2.5 | 2.5 | 2.5 | 2.5 | 2.5 | 2.5 | 2.5 | 2.5 | 2.5 | 2.5 | 2.5
3 | Custom | 1.5 | 1.5 | 1.5 | 1.5 | 1.5 | 1.5 | 1.5 | 1.5 | 1.5 | 1.5 | 1.5 | 1.5 | 1.5 | 1.5 | 1.5 | 1.5 | 1.5 | 1.5 | 1.5 | 1.5 | 1.5 | 1.5 | 1.5 | 1.5 | 1.5 | 1.5 | 1.5 | 1.5 | 1.5 | 1.5 | 1.5
| Sales Tax Rate | 1.5% | 1.5% | 1.5% | 1.5% | 1.5% | 1.5% | 1.5% | 1.5% | 1.5% | 1.5% | 1.5% | 1.5% | 1.5% | 1.5% | 1.5% | 1.5% | 1.5% | 1.5% | 1.5% | 1.5% | 1.5% | 1.5% | 1.5% | 1.5% | 1.5% | 1.5% | 1.5% | 1.5% | 1.5% | 1.5% | 1.5%
1 | Gas Price Assumption | 4.4501 | 4.3137 | 4.2567 | 4.2385 | 4.2356 | 4.3019 | 4.4056 | 4.4142 | 4.4142 | 4.4142 | 4.4142 | 4.4142 | 4.4142 | 4.4142 | 4.4142 | 4.4142 | 4.4152 | 4.4152 | 4.4152 | 4.4152 | 4.4152 | 2.233 | 2.233 | 2.233 | 2.233 | 2.233 | 2.233 | 2.233 | 2.233 | 2.233 | 2.233
ENERGY PRICE $/MWH
| Fuel | 46.7533 | 45.3195 | 44.7213 | 44.5302 | 44.499 | 45.196 | 46.2851 | 46.3753 | 46.3753 | 46.3753 | 46.3753 | 46.3753 | 46.3753 | 46.3753 | 46.3753 | 46.3753 | 46.3866 | 46.3866 | 46.3866 | 46.3866 | 46.3866 | 23.4599 | 23.4599 | 23.4599 | 23.4599 | 23.4599 | 23.4599 | 23.4599 | 23.4599 | 23.4599 | 23.4599
| Variable O&M | 2.0671 | 2.1085 | 2.1506 | 2.1936 | 2.2375 | 2.2823 | 2.3279 | 2.3745 | 2.4219 | 2.4704 | 2.5198 | 2.5702 | 2.6216 | 2.674 | 2.7275 | 2.7821 | 2.8377 | 2.8945 | 2.9523 | 3.0114 | 3.0716 | 3.133 | 3.1957 | 3.2596 | 3.3248 | 3.3913 | 3.4591 | 3.5283 | 3.5989 | 3.6709 | 3.7443
| Marginal Cost of Generation | 48.8204 | 47.428 | 46.872 | 46.7238 | 46.7365 | 47.4783 | 48.613 | 48.7497 | 48.7972 | 48.8457 | 48.8951 | 48.9455 | 48.9969 | 49.0493 | 49.1028 | 49.1573 | 49.2243 | 49.2811 | 49.339 | 49.398 | 49.4582 | 26.5929 | 26.6556 | 26.7195 | 26.7847 | 26.8512 | 26.919 | 26.9882 | 27.0588 | 27.1308 | 27.2042
Pass-through | Energy Price Assumption | 48.8204 | 47.428 | 46.872 | 46.7238 | 46.7365 | 47.4783 | 48.613 | 48.7497 | 48.7972 | 48.8457 | 48.8951 | 48.9455 | 48.9969 | 49.0493 | 49.1028 | 49.1573 | 49.2243 | 49.2811 | 49.339 | 49.398 | 49.4582 | 26.5929 | 26.6556 | 26.7195 | 26.7847 | 26.8512 | 26.919 | 26.9882 | 27.0588 | 27.1308 | 27.2042
HEAT RATE (HHV)
| New and Clean | 10300 | 10300 | 10300 | 10300 | 10300 | 10300 | 10300 | 10300 | 10300 | 10300 | 10300 | 10300 | 10300 | 10300 | 10300 | 10300 | 10300 | 10300 | 10300 | 10300 | 10300 | 10300 | 10300 | 10300 | 10300 | 10300 | 10300 | 10300 | 10300 | 10300 | 10300
Degradation (%) | bar: 2001 to 2031
| Net Heat Rate | 10506 | 10506 | 10506 | 10506 | 10506 | 10506 | 10506 | 10506 | 10506 | 10506 | 10506 | 10506 | 10506 | 10506 | 10506 | 10506 | 10506 | 10506 | 10506 | 10506 | 10506 | 10506 | 10506 | 10506 | 10506 | 10506 | 10506 | 10506 | 10506 | 10506 | 10506

## Fuel Oil Curve
| $/Mmbtu | Avg. Annual
Date | Oil |  | Year | Price
2002-01-01 | 4.5995 |  | 2002 | 4.3844
2002-02-01 | 4.4852 |  | 2003 | 4.2499
2002-03-01 | 4.3537 |  | 2004 | 4.1938
2002-04-01 | 4.3272 |  | 2005 | 4.1759
2002-05-01 | 4.2716 |  | 2006 | 4.173
2002-06-01 | 4.2794 |  | 2007 | 4.2384
2002-07-01 | 4.3009 |  | 2008 | 4.3405
2002-08-01 | 4.3515 |  | 2009 | 4.3489
2002-09-01 | 4.4031 |  | 2010 | 4.3489
2002-10-01 | 4.3602 |  | 2011 | 4.3489
2002-11-01 | 4.4194 |  | 2012 | 4.3489
2002-12-01 | 4.4609 | 4.3844 | 2013 | 4.3489
2003-01-01 | 4.4158 |  | 2014 | 4.3489
2003-02-01 | 4.3138 |  | 2015 | 4.3489
2003-03-01 | 4.1923 |  | 2016 | 4.3489
2003-04-01 | 4.1745 |  | 2017 | 4.3489
2003-05-01 | 4.1301 |  | 2018 | 4.35
2003-06-01 | 4.1459 |  | 2019 | 4.35
2003-07-01 | 4.1745 |  | 2020 | 4.35
2003-08-01 | 4.233 |  | 2021 | 4.35
2003-09-01 | 4.2888 |  | 2022 | 4.35
2003-10-01 | 4.2509
2003-11-01 | 4.3158
2003-12-01 | 4.3638 | 4.2499
2004-01-01 | 4.3259
2004-02-01 | 4.2294
2004-03-01 | 4.1145
2004-04-01 | 4.1031
2004-05-01 | 4.0651
2004-06-01 | 4.0866
2004-07-01 | 4.123
2004-08-01 | 4.1872
2004-09-01 | 4.2495
2004-10-01 | 4.218
2004-11-01 | 4.2872
2004-12-01 | 4.3366 | 4.1938
2005-01-01 | 4.3002
2005-02-01 | 4.2051
2005-03-01 | 4.0915
2005-04-01 | 4.0816
2005-05-01 | 4.0451
2005-06-01 | 4.068
2005-07-01 | 4.1058
2005-08-01 | 4.1716
2005-09-01 | 4.2352
2005-10-01 | 4.2051
2005-11-01 | 4.2759
2005-12-01 | 4.3259 | 4.1759
2006-01-01 | 4.2901
2006-02-01 | 4.1966
2006-03-01 | 4.0844
2006-04-01 | 4.0752
2006-05-01 | 4.0395
2006-06-01 | 4.0638
2006-07-01 | 4.1022
2006-08-01 | 4.1694
2006-09-01 | 4.2337
2006-10-01 | 4.2044
2006-11-01 | 4.2794
2006-12-01 | 4.3372 | 4.173
2007-01-01 | 4.3109
2007-02-01 | 4.2245
2007-03-01 | 4.1216
2007-04-01 | 4.1201
2007-05-01 | 4.0937
2007-06-01 | 4.1259
2007-07-01 | 4.173
2007-08-01 | 4.2486
2007-09-01 | 4.3209
2007-10-01 | 4.3009
2007-11-01 | 4.3808
2007-12-01 | 4.4395 | 4.2384
2008-01-01 | 4.4129
2008-02-01 | 4.3272
2008-03-01 | 4.223
2008-04-01 | 4.223
2008-05-01 | 4.1959
2008-06-01 | 4.2272
2008-07-01 | 4.2759
2008-08-01 | 4.3502
2008-09-01 | 4.423
2008-10-01 | 4.4037
2008-11-01 | 4.4823
2008-12-01 | 4.5415 | 4.3405
2009-01-01 | 4.5145
2009-02-01 | 4.3272
2009-03-01 | 4.223
2009-04-01 | 4.223
2009-05-01 | 4.1959
2009-06-01 | 4.2272
2009-07-01 | 4.2759
2009-08-01 | 4.3502
2009-09-01 | 4.423
2009-10-01 | 4.4037
2009-11-01 | 4.4823
2009-12-01 | 4.5415 | 4.3489
2010-01-01 | 4.5145
2010-02-01 | 4.3272
2010-03-01 | 4.223
2010-04-01 | 4.223
2010-05-01 | 4.1959
2010-06-01 | 4.2272
2010-07-01 | 4.2759
2010-08-01 | 4.3502
2010-09-01 | 4.423
2010-10-01 | 4.4037
2010-11-01 | 4.4823
2010-12-01 | 4.5415 | 4.3489
2011-01-01 | 4.5145
2011-02-01 | 4.3272
2011-03-01 | 4.223
2011-04-01 | 4.223
2011-05-01 | 4.1959
2011-06-01 | 4.2272
2011-07-01 | 4.2759
2011-08-01 | 4.3502
2011-09-01 | 4.423
2011-10-01 | 4.4037
2011-11-01 | 4.4823
2011-12-01 | 4.5415 | 4.3489
2012-01-01 | 4.5145
2012-02-01 | 4.3272
2012-03-01 | 4.223
2012-04-01 | 4.223
2012-05-01 | 4.1959
2012-06-01 | 4.2272
2012-07-01 | 4.2759
2012-08-01 | 4.3502
2012-09-01 | 4.423
2012-10-01 | 4.4037
2012-11-01 | 4.4823
2012-12-01 | 4.5415 | 4.3489
2013-01-01 | 4.5145
2013-02-01 | 4.3272
2013-03-01 | 4.223
2013-04-01 | 4.223
2013-05-01 | 4.1959
2013-06-01 | 4.2272
2013-07-01 | 4.2759
2013-08-01 | 4.3502
2013-09-01 | 4.423
2013-10-01 | 4.4037
2013-11-01 | 4.4823
2013-12-01 | 4.5415 | 4.3489
2014-01-01 | 4.5145
2014-02-01 | 4.3272
2014-03-01 | 4.223
2014-04-01 | 4.223
2014-05-01 | 4.1959
2014-06-01 | 4.2272
2014-07-01 | 4.2759
2014-08-01 | 4.3502
2014-09-01 | 4.423
2014-10-01 | 4.4037
2014-11-01 | 4.4823
2014-12-01 | 4.5415 | 4.3489
2015-01-01 | 4.5145
2015-02-01 | 4.3272
2015-03-01 | 4.223
2015-04-01 | 4.223
2015-05-01 | 4.1959
2015-06-01 | 4.2272
2015-07-01 | 4.2759
2015-08-01 | 4.3502
2015-09-01 | 4.423
2015-10-01 | 4.4037
2015-11-01 | 4.4823
2015-12-01 | 4.5415 | 4.3489
2016-01-01 | 4.5145
2016-02-01 | 4.3272
2016-03-01 | 4.223
2016-04-01 | 4.223
2016-05-01 | 4.1959
2016-06-01 | 4.2272
2016-07-01 | 4.2759
2016-08-01 | 4.3502
2016-09-01 | 4.423
2016-10-01 | 4.4037
2016-11-01 | 4.4823
2016-12-01 | 4.5415 | 4.3489
2017-01-01 | 4.5145
2017-02-01 | 4.3272
2017-03-01 | 4.223
2017-04-01 | 4.223
2017-05-01 | 4.1959
2017-06-01 | 4.2272
2017-07-01 | 4.2759
2017-08-01 | 4.3502
2017-09-01 | 4.423
2017-10-01 | 4.4037
2017-11-01 | 4.4823
2017-12-01 | 4.5415 | 4.3489

## Summary
Florida Project Return Analysis
2014-09-03 13:35
| Capacity Price | Return | NPV (000's)
Plant starting June 2001 (SC) | 5.07 | -7.95% | -61694
Desk's Current Capacity Price (Bid) | 5.4 | -4.49% | -52969
12% Return Target | 7.84 | 12% | 5075
12% Return Target (NPV Breakeven) | 7.58 | 10.67% | 0
30 Year SL with 10% Residuel | 7.26 | 12% | 5182
Notes:
Pricing Starts Summer 2001 with 5-year term
Total Project Cost (000's): | 145850.2772
Total Project Installed cost: (kW) | 534.2501
Debt/Equity: 70%/30%
8% Interest Rate with 20 Yr. Debt & Amort.

## IS
PROJECT NAME: New Orleans, Louisiana
INCOME STATEMENT
|  | 0.66667 | 1.6667 | 2.6667 | 3.6667 | 4.6667 | 5.6667 | 6.6667 | 7.6667 | 8.6667 | 9.6667 | 10.6667 | 11.6667 | 12.6667 | 13.6667 | 14.6667 | 15.6667 | 16.6667 | 17.6667 | 18.6667 | 19.6667 | 20.6667 | 21.6667 | 22.6667 | 23.6667 | 24.6667 | 25.6667 | 26.6667 | 27.6667 | 28.6667 | 29.6667 | 30.6667
('000 $) |  | 2001 | 2002 | 2003 | 2004 | 2005 | 2006 | 2007 | 2008 | 2009 | 2010 | 2011 | 2012 | 2013 | 2014 | 2015 | 2016 | 2017 | 2018 | 2019 | 2020 | 2021 | 2022 | 2023 | 2024 | 2025 | 2026 | 2027 | 2028 | 2029 | 2030 | 2031
|  | 2001-12-31 | 2002-12-31 | 2003-12-31 | 2004-12-31 | 2005-12-31 | 2006-12-31 | 2007-12-31 | 2008-12-31 | 2009-12-31 | 2010-12-31 | 2011-12-31 | 2012-12-31 | 2013-12-31 | 2014-12-31 | 2015-12-31 | 2016-12-31 | 2017-12-31 | 2018-12-31 | 2019-12-31 | 2020-12-31 | 2021-12-31 | 2022-12-31 | 2023-12-31 | 2024-12-31 | 2025-12-31 | 2026-12-31 | 2027-12-31 | 2028-12-31 | 2029-12-31 | 2030-12-31 | 2031-12-31
Revenue
Capacity Revenue |  | 11995.3131 | 17992.9697 | 17992.9697 | 17992.9697 | 17992.9697 | 17992.9697 | 17992.9697 | 17992.9697 | 17992.9697 | 17992.9697 | 17992.9697 | 17992.9697 | 17992.9697 | 17992.9697 | 17992.9697 | 17992.9697 | 17992.9697 | 17992.9697 | 17992.9697 | 17992.9697 | 17992.9697 | 17992.9697 | 17992.9697 | 17992.9697 | 17992.9697 | 17992.9697 | 17992.9697 | 17992.9697 | 17992.9697 | 17992.9697 | 7585.6835
Energy Revenue |  | 0 | 0 | 0 | 0 | 0 | 0 | 0 | 0 | 0 | 0 | 0 | 0 | 0 | 0 | 0 | 0 | 0 | 0 | 0 | 0 | 0 | 0 | 0 | 0 | 0 | 0 | 0 | 0 | 0 | 0 | 0
Ancillary Services |  | 0 | 0 | 0 | 0 | 0 | 0 | 0 | 0 | 0 | 0 | 0 | 0 | 0 | 0 | 0 | 0 | 0 | 0 | 0 | 0 | 0 | 0 | 0 | 0 | 0 | 0 | 0 | 0 | 0 | 0 | 0
Total Revenue |  | 11995.3131 | 17992.9697 | 17992.9697 | 17992.9697 | 17992.9697 | 17992.9697 | 17992.9697 | 17992.9697 | 17992.9697 | 17992.9697 | 17992.9697 | 17992.9697 | 17992.9697 | 17992.9697 | 17992.9697 | 17992.9697 | 17992.9697 | 17992.9697 | 17992.9697 | 17992.9697 | 17992.9697 | 17992.9697 | 17992.9697 | 17992.9697 | 17992.9697 | 17992.9697 | 17992.9697 | 17992.9697 | 17992.9697 | 17992.9697 | 7585.6835
Expense
Fuel |  | 0 | 0 | 0 | 0 | 0 | 0 | 0 | 0 | 0 | 0 | 0 | 0 | 0 | 0 | 0 | 0 | 0 | 0 | 0 | 0 | 0 | 0 | 0 | 0 | 0 | 0 | 0 | 0 | 0 | 0 | 0
Fixed Operating Expenses |  | 500 | 765 | 780.3 | 795.906 | 811.8241 | 828.0606 | 844.6218 | 861.5143 | 878.7445 | 896.3194 | 914.2458 | 932.5307 | 951.1813 | 970.205 | 989.6091 | 1009.4013 | 1029.5893 | 1050.1811 | 1071.1847 | 1092.6084 | 1114.4605 | 1136.7498 | 1159.4848 | 1182.6744 | 1206.3279 | 1230.4545 | 1255.0636 | 1280.1649 | 1305.7682 | 1331.8835 | 1358.5212
Variable Operating Expenses |  | 0 | 0 | 0 | 0 | 0 | 0 | 0 | 0 | 0 | 0 | 0 | 0 | 0 | 0 | 0 | 0 | 0 | 0 | 0 | 0 | 0 | 0 | 0 | 0 | 0 | 0 | 0 | 0 | 0 | 0 | 0
Major Maintenance |  | 0 | 0 | 0 | 0 | 0 | 0 | 0 | 0 | 0 | 0 | 0 | 0 | 0 | 0 | 0 | 0 | 0 | 0 | 0 | 0 | 0 | 0 | 0 | 0 | 0 | 0 | 0 | 0 | 0 | 0 | 0
Insurance |  | 166.6667 | 255 | 260.1 | 265.302 | 270.608 | 276.0202 | 281.5406 | 287.1714 | 292.9148 | 298.7731 | 304.7486 | 310.8436 | 317.0604 | 323.4017 | 329.8697 | 336.4671 | 343.1964 | 350.0604 | 357.0616 | 364.2028 | 371.4868 | 378.9166 | 386.4949 | 394.2248 | 402.1093 | 410.1515 | 418.3545 | 426.7216 | 435.2561 | 443.9612 | 452.8404
SG&A |  | 0 | 0 | 0 | 0 | 0 | 0 | 0 | 0 | 0 | 0 | 0 | 0 | 0 | 0 | 0 | 0 | 0 | 0 | 0 | 0 | 0 | 0 | 0 | 0 | 0 | 0 | 0 | 0 | 0 | 0 | 0
Start Charge |  | 0 | 0 | 0 | 0 | 0 | 0 | 0 | 0 | 0 | 0 | 0 | 0 | 0 | 0 | 0 | 0 | 0 | 0 | 0 | 0 | 0 | 0 | 0 | 0 | 0 | 0 | 0 | 0 | 0 | 0 | 0
Property Tax |  | 2367.5458 | 2367.5458 | 2367.5458 | 2367.5458 | 2367.5458 | 2367.5458 | 2367.5458 | 2367.5458 | 2367.5458 | 2367.5458 | 2367.5458 | 2367.5458 | 2367.5458 | 2367.5458 | 2367.5458 | 2367.5458 | 2367.5458 | 2367.5458 | 2367.5458 | 2367.5458 | 2367.5458 | 2367.5458 | 2367.5458 | 2367.5458 | 2367.5458 | 2367.5458 | 2367.5458 | 2367.5458 | 2367.5458 | 2367.5458 | 2367.5458
Franchise Tax |  | 0 | 0 | 0 | 0 | 0 | 0 | 0 | 0 | 0 | 0 | 0 | 0 | 0 | 0 | 0 | 0 | 0 | 0 | 0 | 0 | 0 | 0 | 0 | 0 | 0 | 0 | 0 | 0 | 0 | 0 | 0
Gross Receipts Tax |  | 0 | 0 | 0 | 0 | 0 | 0 | 0 | 0 | 0 | 0 | 0 | 0 | 0 | 0 | 0 | 0 | 0 | 0 | 0 | 0 | 0 | 0 | 0 | 0 | 0 | 0 | 0 | 0 | 0 | 0 | 0
Debt Service Reserve LOC Fee |  | 0 | 0 | 0 | 0 | 0 | 0 | 0 | 0 | 0 | 0 | 0 | 0 | 0 | 0 | 0 | 0 | 0 | 0 | 0 | 0 | 0 | 0 | 0 | 0 | 0 | 0 | 0 | 0 | 0 | 0 | 0
Marketing Fee |  | 400 | 612 | 612 | 612 | 612 | 612 | 612 | 612 | 612 | 612 | 612 | 612 | 612 | 612 | 612 | 612 | 612 | 612 | 612 | 612 | 612 | 612 | 612 | 612 | 612 | 612 | 612 | 612 | 612 | 612 | 612
Administrative Fee |  | 50 | 76.5 | 78.03 | 79.5906 | 81.1824 | 82.8061 | 84.4622 | 86.1514 | 87.8745 | 89.6319 | 91.4246 | 93.2531 | 95.1181 | 97.0205 | 98.9609 | 100.9401 | 102.9589 | 105.0181 | 107.1185 | 109.2608 | 111.4461 | 113.675 | 115.9485 | 118.2674 | 120.6328 | 123.0454 | 125.5064 | 128.0165 | 130.5768 | 133.1884 | 135.8521
O&M Fees |  | 100 | 153 | 156.06 | 159.1812 | 162.3648 | 165.6121 | 168.9244 | 172.3029 | 175.7489 | 179.2639 | 182.8492 | 186.5061 | 190.2363 | 194.041 | 197.9218 | 201.8803 | 205.9179 | 210.0362 | 214.2369 | 218.5217 | 222.8921 | 227.35 | 231.897 | 236.5349 | 241.2656 | 246.0909 | 251.0127 | 256.033 | 261.1536 | 266.3767 | 271.7042
Total Expense |  | 3584.2125 | 4229.0458 | 4254.0358 | 4279.5256 | 4305.5252 | 4332.0448 | 4359.0947 | 4386.6857 | 4414.8285 | 4443.5342 | 4472.814 | 4502.6793 | 4533.142 | 4564.2139 | 4595.9073 | 4628.2345 | 4661.2083 | 4694.8415 | 4729.1474 | 4764.1395 | 4799.8313 | 4836.2371 | 4873.3709 | 4911.2474 | 4949.8814 | 4989.2881 | 5029.483 | 5070.4817 | 5112.3004 | 5154.9555 | 5198.4637
EBITDA |  | 8411.1007 | 13763.9239 | 13738.9339 | 13713.4441 | 13687.4445 | 13660.9249 | 13633.8749 | 13606.2839 | 13578.1411 | 13549.4355 | 13520.1557 | 13490.2904 | 13459.8277 | 13428.7558 | 13397.0624 | 13364.7352 | 13331.7614 | 13298.1281 | 13263.8222 | 13228.8302 | 13193.1383 | 13156.7326 | 13119.5988 | 13081.7223 | 13043.0883 | 13003.6815 | 12963.4867 | 12922.4879 | 12880.6692 | 12838.0141 | 2387.2197
Depreciation & Amortization |  | 3686.1308 | 5529.1962 | 5529.1962 | 5529.1962 | 5529.1962 | 4625.3724 | 4173.4605 | 4173.4605 | 4173.4605 | 4173.4605 | 4173.4605 | 4173.4605 | 4173.4605 | 4173.4605 | 4173.4605 | 4173.4605 | 4173.4605 | 4173.4605 | 4173.4605 | 4173.4605 | 4173.4605 | 4173.4605 | 4173.4605 | 4173.4605 | 4173.4605 | 4173.4605 | 4173.4605 | 4173.4605 | 4173.4605 | 4173.4605 | 1391.1535
EBIT |  | 4724.9699 | 8234.7277 | 8209.7377 | 8184.2479 | 8158.2483 | 9035.5525 | 9460.4145 | 9432.8235 | 9404.6807 | 9375.975 | 9346.6953 | 9316.8299 | 9286.3672 | 9255.2953 | 9223.6019 | 9191.2747 | 9158.3009 | 9124.6677 | 9090.3618 | 9055.3697 | 9019.6779 | 8983.2722 | 8946.1383 | 8908.2618 | 8869.6278 | 8830.2211 | 8790.0262 | 8749.0275 | 8707.2088 | 8664.5537 | 996.0662
Interest Expense |  | 4168.8871 | 7071.0061 | 6990.0526 | 6903.4324 | 6810.7488 | 6711.5772 | 6605.4637 | 6491.9223 | 6370.4329 | 6240.4393 | 6101.3462 | 5952.5165 | 5793.2687 | 5622.8736 | 5440.5508 | 5245.4655 | 5036.7242 | 4813.3709 | 4574.383 | 4318.6659 | 4045.0486 | 3752.2781 | 3439.0136 | 3103.8207 | 2745.1642 | 2361.4018 | 1950.776 | 1511.4064 | 1041.2809 | 538.2466 | 0
Pretax Book Income |  | 556.0828 | 1163.7216 | 1219.685 | 1280.8155 | 1347.4995 | 2323.9753 | 2854.9507 | 2940.9012 | 3034.2478 | 3135.5357 | 3245.3491 | 3364.3134 | 3493.0985 | 3632.4217 | 3783.0511 | 3945.8092 | 4121.5768 | 4311.2968 | 4515.9788 | 4736.7039 | 4974.6293 | 5230.9941 | 5507.1247 | 5804.4412 | 6124.4636 | 6468.8193 | 6839.2503 | 7237.6211 | 7665.9279 | 8126.307 | 996.0662
Book State Tax Benefit / (Expense) | 7% | -38.9258 | -81.4605 | -85.378 | -89.6571 | -94.325 | -162.6783 | -199.8466 | -205.8631 | -212.3973 | -219.4875 | -227.1744 | -235.5019 | -244.5169 | -254.2695 | -264.8136 | -276.2066 | -288.5104 | -301.7908 | -316.1185 | -331.5693 | -348.2241 | -366.1696 | -385.4987 | -406.3109 | -428.7125 | -452.8174 | -478.7475 | -506.6335 | -536.615 | -568.8415 | -69.7246
Shareholder Fed. Tax Benefit / (Expense) | 35% | -181.0049 | -378.7914 | -397.0075 | -416.9054 | -438.6111 | -756.454 | -929.2865 | -957.2633 | -987.6476 | -1020.6169 | -1056.3611 | -1095.084 | -1137.0036 | -1182.3533 | -1231.3831 | -1284.3609 | -1341.5732 | -1403.3271 | -1469.9511 | -1541.7971 | -1619.2418 | -1702.6886 | -1792.5691 | -1889.3456 | -1993.5129 | -2105.6007 | -2226.176 | -2355.8457 | -2495.2595 | -2645.1129 | -324.2196
Net Income |  | 336.152 | 703.4697 | 737.2996 | 774.253 | 814.5635 | 1404.8431 | 1725.8177 | 1777.7748 | 1834.2028 | 1895.4313 | 1961.8135 | 2033.7275 | 2111.5781 | 2195.7989 | 2286.8544 | 2385.2417 | 2491.4932 | 2606.1789 | 2729.9092 | 2863.3375 | 3007.1634 | 3162.1359 | 3329.0569 | 3508.7847 | 3702.2383 | 3910.4013 | 4134.3268 | 4375.142 | 4634.0534 | 4912.3526 | 602.122

## Revised Debt
(000's)
Total Project Cost | 145850.2772
Total Debt | 102095.194
Debt Term (yrs) | 30
Debt (%) | 70%
Equity (%) | 30%
Rate (%) | 7%
Princ Amort Sched (yrs) | 30
Equity ($) | 43755.0831
Capacity (MW) | 273
Capacity Pmt ($/kw-mo) | 5.4924
| 0.66667 | 1.6667 | 2.6667 | 3.6667 | 4.6667 | 5.6667 | 6.6667 | 7.6667 | 8.6667 | 9.6667 | 10.6667 | 11.6667 | 12.6667 | 13.6667 | 14.6667 | 15.6667 | 16.6667 | 17.6667 | 18.6667 | 19.6667 | 20.6667 | 21.6667 | 22.6667 | 23.6667 | 24.6667 | 25.6667 | 26.6667 | 27.6667 | 28.6667 | 29.6667
| 2001 | 2002 | 2003 | 2004 | 2005 | 2006 | 2007 | 2008 | 2009 | 2010 | 2011 | 2012 | 2013 | 2014 | 2015 | 2016 | 2017 | 2018 | 2019 | 2020 | 2021 | 2022 | 2023 | 2024 | 2025 | 2026 | 2027 | 2028 | 2029 | 2030
Principal Balance | 102095.194 | 101014.3731 | 99857.8947 | 98620.4628 | 97296.4107 | 95879.675 | 94363.7677 | 92741.747 | 91006.1848 | 89149.1332 | 87162.088 | 85035.9497 | 82760.9816 | 80326.7659 | 77722.155 | 74935.2213 | 71953.2023 | 68762.442 | 65348.3284 | 61695.2269 | 57786.4083 | 53603.9723 | 49128.7659 | 44340.295 | 39216.6312 | 33734.3109 | 27868.2281 | 21591.5196 | 14875.4415 | 7689.2379
Payment | 8227.4845 | 8227.4845 | 8227.4845 | 8227.4845 | 8227.4845 | 8227.4845 | 8227.4845 | 8227.4845 | 8227.4845 | 8227.4845 | 8227.4845 | 8227.4845 | 8227.4845 | 8227.4845 | 8227.4845 | 8227.4845 | 8227.4845 | 8227.4845 | 8227.4845 | 8227.4845 | 8227.4845 | 8227.4845 | 8227.4845 | 8227.4845 | 8227.4845 | 8227.4845 | 8227.4845 | 8227.4845 | 8227.4845 | 8227.4845
Interest Payment | 7146.6636 | 7071.0061 | 6990.0526 | 6903.4324 | 6810.7488 | 6711.5772 | 6605.4637 | 6491.9223 | 6370.4329 | 6240.4393 | 6101.3462 | 5952.5165 | 5793.2687 | 5622.8736 | 5440.5508 | 5245.4655 | 5036.7242 | 4813.3709 | 4574.383 | 4318.6659 | 4045.0486 | 3752.2781 | 3439.0136 | 3103.8207 | 2745.1642 | 2361.4018 | 1950.776 | 1511.4064 | 1041.2809 | 538.2466
Principal Payment | 1080.8209 | 1156.4784 | 1237.4319 | 1324.0521 | 1416.7357 | 1515.9073 | 1622.0208 | 1735.5622 | 1857.0516 | 1987.0452 | 2126.1383 | 2274.968 | 2434.2158 | 2604.6109 | 2786.9337 | 2982.019 | 3190.7603 | 3414.1136 | 3653.1015 | 3908.8186 | 4182.4359 | 4475.2064 | 4788.4709 | 5123.6638 | 5482.3203 | 5866.0827 | 6276.7085 | 6716.0781 | 7186.2036 | 7689.2379
EBITDA | 8411.1007 | 13763.9239 | 13738.9339 | 13713.4441 | 13687.4445 | 13660.9249 | 13633.8749 | 13606.2839 | 13578.1411 | 13549.4355 | 13520.1557 | 13490.2904 | 13459.8277 | 13428.7558 | 13397.0624 | 13364.7352 | 13331.7614 | 13298.1281 | 13263.8222 | 13228.8302 | 13193.1383 | 13156.7326 | 13119.5988 | 13081.7223 | 13043.0883 | 13003.6815 | 12963.4867 | 12922.4879 | 12880.6692 | 12838.0141
DSCR | 1.0223 | 1.6729 | 1.6699 | 1.6668 | 1.6636 | 1.6604 | 1.6571 | 1.6538 | 1.6503 | 1.6469 | 1.6433 | 1.6397 | 1.636 | 1.6322 | 1.6283 | 1.6244 | 1.6204 | 1.6163 | 1.6121 | 1.6079 | 1.6035 | 1.5991 | 1.5946 | 1.59 | 1.5853 | 1.5805 | 1.5756 | 1.5706 | 1.5656 | 1.5604
Average | 1.6017
Min | 1.0223

## BS (hidden)
PROJECT NAME: New Orleans, Louisiana
BALANCE SHEET
| 0 | 0.66667 | 1.6667 | 2.6667 | 3.6667 | 4.6667 | 5.6667 | 6.6667 | 7.6667 | 8.6667 | 9.6667 | 10.6667 | 11.6667 | 12.6667 | 13.6667 | 14.6667 | 15.6667 | 16.6667 | 17.6667 | 18.6667 | 19.6667 | 20.6667 | 21.6667 | 22.6667 | 23.6667 | 24.6667 | 25.6667 | 26.6667 | 27.6667 | 28.6667 | 29.6667 | 30.6667
('000 $) | Close | 2001 | 2002 | 2003 | 2004 | 2005 | 2006 | 2007 | 2008 | 2009 | 2010 | 2011 | 2012 | 2013 | 2014 | 2015 | 2016 | 2017 | 2018 | 2019 | 2020 | 2021 | 2022 | 2023 | 2024 | 2025 | 2026 | 2027 | 2028 | 2029 | 2030 | 2031
|  | 2001-12-30 12:00 | 2002-12-30 18:00 | 2003-12-31 | 2004-12-30 06:00 | 2005-12-30 12:00 | 2006-12-30 18:00 | 2007-12-31 | 2008-12-30 06:00 | 2009-12-30 12:00 | 2010-12-30 18:00 | 2011-12-31 | 2012-12-30 06:00 | 2013-12-30 12:00 | 2014-12-30 18:00 | 2015-12-31 | 2016-12-30 06:00 | 2017-12-30 12:00 | 2018-12-30 18:00 | 2019-12-31 | 2020-12-30 06:00 | 2021-12-30 12:00 | 2022-12-30 18:00 | 2023-12-31 | 2024-12-30 06:00 | 2025-12-30 12:00 | 2026-12-30 18:00 | 2027-12-31 | 2028-12-30 06:00 | 2029-12-30 12:00 | 2030-12-30 18:00 | 2031-12-31
Assets
Cash | 0 | 0 | 0 | 0 | 0 | 0 | 0 | 0 | 0 | 0 | 0 | 0 | 0 | 0 | 0 | 0 | 0 | 0 | 0 | 0 | 0 | 0 | 0 | 0 | 0 | 0 | 0 | 0 | 0 | 0 | 0 | 0
Accounts Receivable | 0 | 0 | 0 | 0 | 0 | 0 | 0 | 0 | 0 | 0 | 0 | 0 | 0 | 0 | 0 | 0 | 0 | 0 | 0 | 0 | 0 | 0 | 0 | 0 | 0 | 0 | 0 | 0 | 0 | 0 | 0 | 0
Inventories | 0 | 0 | 0 | 0 | 0 | 0 | 0 | 0 | 0 | 0 | 0 | 0 | 0 | 0 | 0 | 0 | 0 | 0 | 0 | 0 | 0 | 0 | 0 | 0 | 0 | 0 | 0 | 0 | 0 | 0 | 0 | 0
Other Current Assets | 0 | 0 | 0 | 0 | 0 | 0 | 0 | 0 | 0 | 0 | 0 | 0 | 0 | 0 | 0 | 0 | 0 | 0 | 0 | 0 | 0 | 0 | 0 | 0 | 0 | 0 | 0 | 0 | 0 | 0 | 0 | 0
Debt Service Reserve | 0 | 0 | 0 | 0 | 0 | 0 | 0 | 0 | 0 | 0 | 0 | 0 | 0 | 0 | 0 | 0 | 0 | 0 | 0 | 0 | 0 | 0 | 0 | 0 | 0 | 0 | 0 | 0 | 0 | 0 | 0 | 0
Total Current Assets |  | 0 | 0 | 0 | 0 | 0 | 0 | 0 | 0 | 0 | 0 | 0 | 0 | 0 | 0 | 0 | 0 | 0 | 0 | 0 | 0 | 0 | 0 | 0 | 0 | 0 | 0 | 0 | 0 | 0 | 0 | 0
Gross PP&E | 145850.2772 | 145894.0272 | 145894.0272 | 145894.0272 | 145894.0272 | 145894.0272 | 145894.0272 | 145894.0272 | 145894.0272 | 145894.0272 | 145894.0272 | 145894.0272 | 145894.0272 | 145894.0272 | 145894.0272 | 145894.0272 | 145894.0272 | 145894.0272 | 145894.0272 | 145894.0272 | 145894.0272 | 145894.0272 | 145894.0272 | 145894.0272 | 145894.0272 | 145894.0272 | 145894.0272 | 145894.0272 | 145894.0272 | 145894.0272 | 145894.0272 | 145894.0272
Accumulated Depreciation | 0 | 3686.1308 | 9215.327 | 14744.5232 | 20273.7194 | 25802.9156 | 30428.288 | 34601.7485 | 38775.2089 | 42948.6694 | 47122.1298 | 51295.5903 | 55469.0507 | 59642.5112 | 63815.9716 | 67989.4321 | 72162.8925 | 76336.353 | 80509.8134 | 84683.2739 | 88856.7343 | 93030.1948 | 97203.6552 | 101377.1157 | 105550.5761 | 109724.0366 | 113897.497 | 118070.9575 | 122244.4179 | 126417.8784 | 130591.3388 | 131982.4923
Net PP&E | 145850.2772 | 142207.8963 | 136678.7001 | 131149.5039 | 125620.3077 | 120091.1115 | 115465.7391 | 111292.2787 | 107118.8182 | 102945.3578 | 98771.8973 | 94598.4369 | 90424.9764 | 86251.516 | 82078.0555 | 77904.5951 | 73731.1346 | 69557.6742 | 65384.2137 | 61210.7533 | 57037.2928 | 52863.8324 | 48690.3719 | 44516.9115 | 40343.451 | 36169.9906 | 31996.5301 | 27823.0697 | 23649.6092 | 19476.1488 | 15302.6883 | 13911.5348
Land | 0 | 0 | 0 | 0 | 0 | 0 | 0 | 0 | 0 | 0 | 0 | 0 | 0 | 0 | 0 | 0 | 0 | 0 | 0 | 0 | 0 | 0 | 0 | 0 | 0 | 0 | 0 | 0 | 0 | 0 | 0 | 0
Other Assets | 0 | 0 | 0 | 0 | 0 | 0 | 0 | 0 | 0 | 0 | 0 | 0 | 0 | 0 | 0 | 0 | 0 | 0 | 0 | 0 | 0 | 0 | 0 | 0 | 0 | 0 | 0 | 0 | 0 | 0 | 0 | 0
Total Assets | 145850.2772 | 142207.8963 | 136678.7001 | 131149.5039 | 125620.3077 | 120091.1115 | 115465.7391 | 111292.2787 | 107118.8182 | 102945.3578 | 98771.8973 | 94598.4369 | 90424.9764 | 86251.516 | 82078.0555 | 77904.5951 | 73731.1346 | 69557.6742 | 65384.2137 | 61210.7533 | 57037.2928 | 52863.8324 | 48690.3719 | 44516.9115 | 40343.451 | 36169.9906 | 31996.5301 | 27823.0697 | 23649.6092 | 19476.1488 | 15302.6883 | 13911.5348
Liabilities
Accounts Payable | 0 | 0 | 0 | 0 | 0 | 0 | 0 | 0 | 0 | 0 | 0 | 0 | 0 | 0 | 0 | 0 | 0 | 0 | 0 | 0 | 0 | 0 | 0 | 0 | 0 | 0 | 0 | 0 | 0 | 0 | 0 | 0
Accrued Expenses | 0 | 0 | 0 | 0 | 0 | 0 | 0 | 0 | 0 | 0 | 0 | 0 | 0 | 0 | 0 | 0 | 0 | 0 | 0 | 0 | 0 | 0 | 0 | 0 | 0 | 0 | 0 | 0 | 0 | 0 | 0 | 0
Deferred Tax Liability | 0 | #REF! | #REF! | #REF! | #REF! | #REF! | #REF! | #REF! | #REF! | #REF! | #REF! | #REF! | #REF! | #REF! | #REF! | #REF! | #REF! | #REF! | #REF! | #REF! | #REF! | #REF! | #REF! | #REF! | #REF! | #REF! | #REF! | #REF! | #REF! | #REF! | #REF! | #REF!
Working Capital Revolver | 0 | 0 | 0 | 0 | 0 | 0 | 0 | 0 | 0 | 0 | 0 | 0 | 0 | 0 | 0 | 0 | 0 | 0 | 0 | 0 | 0 | 0 | 0 | 0 | 0 | 0 | 0 | 0 | 0 | 0 | 0 | 0
Long Term Debt | 102095.194 | #REF! | #REF! | #REF! | #REF! | #REF! | #REF! | #REF! | #REF! | #REF! | #REF! | #REF! | #REF! | #REF! | #REF! | #REF! | #REF! | #REF! | #REF! | #REF! | #REF! | #REF! | #REF! | #REF! | #REF! | #REF! | #REF! | #REF! | #REF! | #REF! | #REF! | #REF!
Other Non-Current Liabilities | 0 | 0 | 0 | 0 | 0 | 0 | 0 | 0 | 0 | 0 | 0 | 0 | 0 | 0 | 0 | 0 | 0 | 0 | 0 | 0 | 0 | 0 | 0 | 0 | 0 | 0 | 0 | 0 | 0 | 0 | 0 | 0
Total Long-term Liabilities | 102095.194 | #REF! | #REF! | #REF! | #REF! | #REF! | #REF! | #REF! | #REF! | #REF! | #REF! | #REF! | #REF! | #REF! | #REF! | #REF! | #REF! | #REF! | #REF! | #REF! | #REF! | #REF! | #REF! | #REF! | #REF! | #REF! | #REF! | #REF! | #REF! | #REF! | #REF! | #REF!
Stockholders' Equity
Paid-In-Capital | 43755.0831 | 43755.0831 | 43755.0831 | 43755.0831 | 43755.0831 | 43755.0831 | 43755.0831 | 43755.0831 | 43755.0831 | 43755.0831 | 43755.0831 | 43755.0831 | 43755.0831 | 43755.0831 | 43755.0831 | 43755.0831 | 43755.0831 | 43755.0831 | 43755.0831 | 43755.0831 | 43755.0831 | 43755.0831 | 43755.0831 | 43755.0831 | 43755.0831 | 43755.0831 | 43755.0831 | 43755.0831 | 43755.0831 | 43755.0831 | 43755.0831 | 43755.0831
Retained earnings | #REF! | #REF! | #REF! | #REF! | #REF! | #REF! | #REF! | #REF! | #REF! | #REF! | #REF! | #REF! | #REF! | #REF! | #REF! | #REF! | #REF! | #REF! | #REF! | #REF! | #REF! | #REF! | #REF! | #REF! | #REF! | #REF! | #REF! | #REF! | #REF! | #REF! | #REF! | #REF!
Total stockholders' equity | #REF! | #REF! | #REF! | #REF! | #REF! | #REF! | #REF! | #REF! | #REF! | #REF! | #REF! | #REF! | #REF! | #REF! | #REF! | #REF! | #REF! | #REF! | #REF! | #REF! | #REF! | #REF! | #REF! | #REF! | #REF! | #REF! | #REF! | #REF! | #REF! | #REF! | #REF! | #REF!
Total Liabilities & Equity | #REF! | #REF! | #REF! | #REF! | #REF! | #REF! | #REF! | #REF! | #REF! | #REF! | #REF! | #REF! | #REF! | #REF! | #REF! | #REF! | #REF! | #REF! | #REF! | #REF! | #REF! | #REF! | #REF! | #REF! | #REF! | #REF! | #REF! | #REF! | #REF! | #REF! | #REF! | #REF!
Proof | #REF! | #REF! | #REF! | #REF! | #REF! | #REF! | #REF! | #REF! | #REF! | #REF! | #REF! | #REF! | #REF! | #REF! | #REF! | #REF! | #REF! | #REF! | #REF! | #REF! | #REF! | #REF! | #REF! | #REF! | #REF! | #REF! | #REF! | #REF! | #REF! | #REF! | #REF! | #REF!

## Returns Analysis
PROJECT NAME: New Orleans, Louisiana
RETURNS ANALYSIS
| 0 | 0.66667 | 1.6667 | 2.6667 | 3.6667 | 4.6667 | 5.6667 | 6.6667 | 7.6667 | 8.6667 | 9.6667 | 10.6667 | 11.6667 | 12.6667 | 13.6667 | 14.6667 | 15.6667 | 16.6667 | 17.6667 | 18.6667 | 19.6667 | 20.6667 | 21.6667 | 22.6667 | 23.6667 | 24.6667 | 25.6667 | 26.6667 | 27.6667 | 28.6667 | 29.6667 | 30.6667
('000 $) | Close | 2001 | 2002 | 2003 | 2004 | 2005 | 2006 | 2007 | 2008 | 2009 | 2010 | 2011 | 2012 | 2013 | 2014 | 2015 | 2016 | 2017 | 2018 | 2019 | 2020 | 2021 | 2022 | 2023 | 2024 | 2025 | 2026 | 2027 | 2028 | 2029 | 2030 | 2031
| 2000-04-01 | 2001-12-30 12:00 | 2002-12-30 18:00 | 2003-12-31 | 2004-12-30 06:00 | 2005-12-30 12:00 | 2006-12-30 18:00 | 2007-12-31 | 2008-12-30 06:00 | 2009-12-30 12:00 | 2010-12-30 18:00 | 2011-12-31 | 2012-12-30 06:00 | 2013-12-30 12:00 | 2014-12-30 18:00 | 2015-12-31 | 2016-12-30 06:00 | 2017-12-30 12:00 | 2018-12-30 18:00 | 2019-12-31 | 2020-12-30 06:00 | 2021-12-30 12:00 | 2022-12-30 18:00 | 2023-12-31 | 2024-12-30 06:00 | 2025-12-30 12:00 | 2026-12-30 18:00 | 2027-12-31 | 2028-12-30 06:00 | 2029-12-30 12:00 | 2030-12-30 18:00 | 2031-12-31
EBITDA | 0 | 8411.1007 | 13763.9239 | 13738.9339 | 13713.4441 | 13687.4445 | 13660.9249 | 13633.8749 | 13606.2839 | 13578.1411 | 13549.4355 | 13520.1557 | 13490.2904 | 13459.8277 | 13428.7558 | 13397.0624 | 13364.7352 | 13331.7614 | 13298.1281 | 13263.8222 | 13228.8302 | 13193.1383 | 13156.7326 | 13119.5988 | 13081.7223 | 13043.0883 | 13003.6815 | 12963.4867 | 12922.4879 | 12880.6692 | 12838.0141 | 2387.2197
Less Interest Payments | 0 | -4168.8871 | -7071.0061 | -6990.0526 | -6903.4324 | -6810.7488 | -6711.5772 | -6605.4637 | -6491.9223 | -6370.4329 | -6240.4393 | -6101.3462 | -5952.5165 | -5793.2687 | -5622.8736 | -5440.5508 | -5245.4655 | -5036.7242 | -4813.3709 | -4574.383 | -4318.6659 | -4045.0486 | 0 | 0 | 0 | 0 | 0 | 0 | 0 | 0 | 0 | 0
Pre-Tax Cashflow | 0 | 4242.2136 | 6692.9178 | 6748.8813 | 6810.0117 | 6876.6957 | 6949.3477 | 7028.4112 | 7114.3617 | 7207.7082 | 7308.9962 | 7418.8096 | 7537.7739 | 7666.559 | 7805.8822 | 7956.5116 | 8119.2697 | 8295.0372 | 8484.7572 | 8689.4392 | 8910.1643 | 9148.0897 | 13156.7326 | 13119.5988 | 13081.7223 | 13043.0883 | 13003.6815 | 12963.4867 | 12922.4879 | 12880.6692 | 12838.0141 | 2387.2197
Less Cash Taxes | 0 | 0 | 0 | 0 | 0 | 0 | 0 | 0 | 0 | 0 | 0 | 0 | 0 | 0 | 0 | 0 | 0 | 0 | 0 | -3436.6732 | -3523.97 | -3618.0695 | -3719.4618 | -3828.6714 | -3946.2601 | -4072.829 | -4209.0217 | -4355.5271 | -4513.0828 | -4682.4781 | -4864.558 | -944.1454
Less Principal Payments | 0 | -1080.8209 | -1156.4784 | -1237.4319 | -1324.0521 | -1416.7357 | -1515.9073 | -1622.0208 | -1735.5622 | -1857.0516 | -1987.0452 | -2126.1383 | -2274.968 | -2434.2158 | -2604.6109 | -2786.9337 | -2982.019 | -3190.7603 | -3414.1136 | -3653.1015 | -3908.8186 | -4182.4359 | 0 | 0 | 0 | 0 | 0 | 0 | 0 | 0 | 0 | 0
Less Capex | 0 | 0 | 0 | 0 | 0 | 0 | 0 | 0 | 0 | 0 | 0 | 0 | 0 | 0 | 0 | 0 | 0 | 0 | 0 | 0 | 0 | 0 | 0 | 0 | 0 | 0 | 0 | 0 | 0 | 0 | 0 | 0
Cashflow to Equity | 0 | 3161.3927 | 5536.4394 | 5511.4494 | 5485.9596 | 5459.96 | 5433.4404 | 5406.3904 | 5378.7994 | 5350.6566 | 5321.951 | 5292.6712 | 5262.8059 | 5232.3432 | 5201.2713 | 5169.5779 | 5137.2507 | 5104.2769 | 5070.6436 | 1599.6645 | 1477.3757 | 1347.5843 | 9437.2708 | 9290.9274 | 9135.4622 | 8970.2593 | 8794.6599 | 8607.9596 | 8409.4052 | 8198.1911 | 7973.4561 | 1443.0743
Distribution to Equity | 2000-04-01: 100%
| 0 | 3161.3927 | 5536.4394 | 5511.4494 | 5485.9596 | 5459.96 | 5433.4404 | 5406.3904 | 5378.7994 | 5350.6566 | 5321.951 | 5292.6712 | 5262.8059 | 5232.3432 | 5201.2713 | 5169.5779 | 5137.2507 | 5104.2769 | 5070.6436 | 1599.6645 | 1477.3757 | 1347.5843 | 9437.2708 | 9290.9274 | 9135.4622 | 8970.2593 | 8794.6599 | 8607.9596 | 8409.4052 | 8198.1911 | 7973.4561 | 1443.0743
Equity RROR | 2000-04-01: 14%
Beginning Balance | -43755.0831 | -43755.0831 | -43755.0831 | -43755.0831 | -43755.0831 | -43755.0831 | -43755.0831 | -43755.0831 | -43755.0831 | -43755.0831 | -43755.0831 | -43755.0831 | -43755.0831 | -43755.0831 | -43755.0831 | -43755.0831 | -43755.0831 | -43755.0831 | -43755.0831 | -43755.0831 | -43755.0831 | -43755.0831 | -43755.0831 | -40443.5239 | -36814.69 | -32833.2844 | -28459.6849 | -23649.3809 | -18352.3346 | -12512.2563 | -6065.781 | 1058.4658
RROR Target Coupon | 0 | 6125.7116 | 6125.7116 | 6125.7116 | 6125.7116 | 6125.7116 | 6125.7116 | 6125.7116 | 6125.7116 | 6125.7116 | 6125.7116 | 6125.7116 | 6125.7116 | 6125.7116 | 6125.7116 | 6125.7116 | 6125.7116 | 6125.7116 | 6125.7116 | 6125.7116 | 6125.7116 | 6125.7116 | 6125.7116 | 5662.0934 | 5154.0566 | 4596.6598 | 3984.3559 | 3310.9133 | 2569.3268 | 1751.7159 | 849.2093 | -148.1852
Actual Cash Flow | 0 | 3161.3927 | 5536.4394 | 5511.4494 | 5485.9596 | 5459.96 | 5433.4404 | 5406.3904 | 5378.7994 | 5350.6566 | 5321.951 | 5292.6712 | 5262.8059 | 5232.3432 | 5201.2713 | 5169.5779 | 5137.2507 | 5104.2769 | 5070.6436 | 1599.6645 | 1477.3757 | 1347.5843 | 9437.2708 | 9290.9274 | 9135.4622 | 8970.2593 | 8794.6599 | 8607.9596 | 8409.4052 | 8198.1911 | 7973.4561 | 1443.0743
Equity Paydown | 0 | 0 | 0 | 0 | 0 | 0 | 0 | 0 | 0 | 0 | 0 | 0 | 0 | 0 | 0 | 0 | 0 | 0 | 0 | 0 | 0 | 0 | 3311.5592 | 3628.834 | 3981.4056 | 4373.5995 | 4810.304 | 5297.0463 | 5840.0783 | 6446.4753 | 7124.2468 | 1591.2595
Ending Balance | -43755.0831 | -43755.0831 | -43755.0831 | -43755.0831 | -43755.0831 | -43755.0831 | -43755.0831 | -43755.0831 | -43755.0831 | -43755.0831 | -43755.0831 | -43755.0831 | -43755.0831 | -43755.0831 | -43755.0831 | -43755.0831 | -43755.0831 | -43755.0831 | -43755.0831 | -43755.0831 | -43755.0831 | -43755.0831 | -40443.5239 | -36814.69 | -32833.2844 | -28459.6849 | -23649.3809 | -18352.3346 | -12512.2563 | -6065.781 | 1058.4658 | 2649.7253
ENRON'S RETURNS ANALYSIS
Zero Residual Value
Equity Return | 2000-04-01: -43755.0831
Actual Cash Flow | 0 | 3161.3927 | 5536.4394 | 5511.4494 | 5485.9596 | 5459.96 | 5433.4404 | 5406.3904 | 5378.7994 | 5350.6566 | 5321.951 | 5292.6712 | 5262.8059 | 5232.3432 | 5201.2713 | 5169.5779 | 5137.2507 | 5104.2769 | 5070.6436 | 1599.6645 | 1477.3757 | 1347.5843 | 9437.2708 | 9290.9274 | 9135.4622 | 8970.2593 | 8794.6599 | 8607.9596 | 8409.4052 | 8198.1911 | 7973.4561 | 1443.0743
Total Cash Flow | -43755.0831 | 3161.3927 | 5536.4394 | 5511.4494 | 5485.9596 | 5459.96 | 5433.4404 | 5406.3904 | 5378.7994 | 5350.6566 | 5321.951 | 5292.6712 | 5262.8059 | 5232.3432 | 5201.2713 | 5169.5779 | 5137.2507 | 5104.2769 | 5070.6436 | 1599.6645 | 1477.3757 | 1347.5843 | 9437.2708 | 9290.9274 | 9135.4622 | 8970.2593 | 8794.6599 | 8607.9596 | 8409.4052 | 8198.1911 | 7973.4561 | 1443.0743
| IRR | 8.754%
| NPV | -5547.2505
With 5x EBITDA Exit Multiple
Equity Return | 2000-04-01: -43755.0831
Actual Cash Flow | 0 | 3161.3927 | 5536.4394 | 5511.4494 | 5485.9596 | 5459.96 | 5433.4404 | 5406.3904 | 5378.7994 | 5350.6566 | 5321.951 | 5292.6712 | 5262.8059 | 5232.3432 | 5201.2713 | 5169.5779 | 5137.2507 | 5104.2769 | 5070.6436 | 1599.6645 | 1477.3757 | 1347.5843 | 9437.2708 | 9290.9274 | 9135.4622 | 8970.2593 | 8794.6599 | 8607.9596 | 8409.4052 | 8198.1911 | 7973.4561 | 1443.0743
Residual Value | 0 | 0 | 0 | 0 | 0 | 0 | 0 | 0 | 0 | 0 | 0 | 0 | 0 | 0 | 0 | 0 | 0 | 0 | 0 | 0 | 0 | 65965.6916 | 0 | 0 | 0 | 0 | 0 | 0 | 0 | 0 | 0 | 64190.0707
Total Cash Flow | -43755.0831 | 3161.3927 | 5536.4394 | 5511.4494 | 5485.9596 | 5459.96 | 5433.4404 | 5406.3904 | 5378.7994 | 5350.6566 | 5321.951 | 5292.6712 | 5262.8059 | 5232.3432 | 5201.2713 | 5169.5779 | 5137.2507 | 5104.2769 | 5070.6436 | 1599.6645 | 1477.3757 | 67313.2759 | 9437.2708 | 9290.9274 | 9135.4622 | 8970.2593 | 8794.6599 | 8607.9596 | 8409.4052 | 8198.1911 | 7973.4561 | 65633.145
| IRR | 12.45%
| NPV | 5566.1516
With 10% Initial Project Cost
Equity Return | 2000-04-01: -43755.0831
Actual Cash Flow | 0 | 3161.3927 | 5536.4394 | 5511.4494 | 5485.9596 | 5459.96 | 5433.4404 | 5406.3904 | 5378.7994 | 5350.6566 | 5321.951 | 5292.6712 | 5262.8059 | 5232.3432 | 5201.2713 | 5169.5779 | 5137.2507 | 5104.2769 | 5070.6436 | 1599.6645 | 1477.3757 | 1347.5843 | 9437.2708 | 9290.9274 | 9135.4622 | 8970.2593 | 8794.6599 | 8607.9596 | 8409.4052 | 8198.1911 | 7973.4561 | 1443.0743
Residual Value | 0 | 0 | 0 | 0 | 0 | 0 | 0 | 0 | 0 | 0 | 0 | 0 | 0 | 0 | 0 | 0 | 0 | 0 | 0 | 0 | 0 | 14585.0277 | 0 | 0 | 0 | 0 | 0 | 0 | 0 | 0 | 0 | 14585.0277
Total Cash Flow | -43755.0831 | 3161.3927 | 5536.4394 | 5511.4494 | 5485.9596 | 5459.96 | 5433.4404 | 5406.3904 | 5378.7994 | 5350.6566 | 5321.951 | 5292.6712 | 5262.8059 | 5232.3432 | 5201.2713 | 5169.5779 | 5137.2507 | 5104.2769 | 5070.6436 | 1599.6645 | 1477.3757 | 15932.612 | 9437.2708 | 9290.9274 | 9135.4622 | 8970.2593 | 8794.6599 | 8607.9596 | 8409.4052 | 8198.1911 | 7973.4561 | 16028.102
| IRR | 11.09%
| NPV | -5.0753e-14
With $200/kW
Equity Return | 2000-04-01: -43755.0831
Actual Cash Flow | 0 | 3161.3927 | 5536.4394 | 5511.4494 | 5485.9596 | 5459.96 | 5433.4404 | 5406.3904 | 5378.7994 | 5350.6566 | 5321.951 | 5292.6712 | 5262.8059 | 5232.3432 | 5201.2713 | 5169.5779 | 5137.2507 | 5104.2769 | 5070.6436 | 1599.6645 | 1477.3757 | 1347.5843 | 9437.2708 | 9290.9274 | 9135.4622 | 8970.2593 | 8794.6599 | 8607.9596 | 8409.4052 | 8198.1911 | 7973.4561 | 1443.0743
Residual Value | 0 | 0 | 0 | 0 | 0 | 0 | 0 | 0 | 0 | 0 | 0 | 0 | 0 | 0 | 0 | 0 | 0 | 0 | 0 | 0 | 0 | 54600 | 0 | 0 | 0 | 0 | 0 | 0 | 0 | 0 | 0 | 54600
Total Cash Flow | -43755.0831 | 3161.3927 | 5536.4394 | 5511.4494 | 5485.9596 | 5459.96 | 5433.4404 | 5406.3904 | 5378.7994 | 5350.6566 | 5321.951 | 5292.6712 | 5262.8059 | 5232.3432 | 5201.2713 | 5169.5779 | 5137.2507 | 5104.2769 | 5070.6436 | 1599.6645 | 1477.3757 | 55947.5843 | 9437.2708 | 9290.9274 | 9135.4622 | 8970.2593 | 8794.6599 | 8607.9596 | 8409.4052 | 8198.1911 | 7973.4561 | 56043.0743
| IRR | 12.2%
| NPV | 4371.6832

## Debt
PROJECT NAME: New Orleans, Louisiana
DEBT ISSUANCE | (This page is set up to solve for Debt Principal given DSCR, by using the Goal Seek Button)
('000 $) | 2001 | 2002 | 2003 | 2004 | 2005 | 2006 | 2007 | 2008 | 2009 | 2010 | 2011 | 2012 | 2013 | 2014 | 2015 | 2016 | 2017 | 2018 | 2019 | 2020 | 2021 | 2022 | 2023 | 2024 | 2025 | 2026 | 2027 | 2028 | 2029 | 2030 | 2031
| 2001-12-31 | 2002-12-31 | 2003-12-31 | 2004-12-31 | 2005-12-31 | 2006-12-31 | 2007-12-31 | 2008-12-31 | 2009-12-31 | 2010-12-31 | 2011-12-31 | 2012-12-31 | 2013-12-31 | 2014-12-31 | 2015-12-31 | 2016-12-31 | 2017-12-31 | 2018-12-31 | 2019-12-31 | 2020-12-31 | 2021-12-31 | 2022-12-31 | 2023-12-31 | 2024-12-31 | 2025-12-31 | 2026-12-31 | 2027-12-31 | 2028-12-31 | 2029-12-31 | 2030-12-31 | 2031-12-31
EBITDA by Debt Fiscal Year | 5274.1738 | 13469.2971 | 13745.1643 | 13729.1405 | 13684.5851 | 13667.5366 | 13640.6189 | 13622.4312 | 13575.8891 | 13556.5922 | 13527.4556 | 13506.9257 | 13458.2331 | 13436.5025 | 13404.964 | 13381.8987 | 13330.8783 | 13306.5134 | 13272.3752 | 13246.5656 | 13193.0255 | 13165.8091 | 13128.8568 | 13100.0766 | 13043.8092 | 13013.5062 | 12973.5079 | 12941.5122 | 12882.2926 | 12848.6487 | 5587.9301 |  | 1
DSCR | 1.3 | 1.3 | 1.3 | 1.3 | 1.3 | 1.3 | 1.3 | 1.3 | 1.3 | 1.3 | 1.3 | 1.3 | 1.3 | 1.3 | 1.3 | 1.3 | 1.3 | 1.3 | 1.3 | 1.3 | 1.3 | 1.3 | 1.3 | 1.3 | 1.3 | 1.3 | 1.3 | 1.3 | 1.3 | 1.3 | 1.3 |  | 6
Target DS | 4057.0567 | 10360.9978 | 10573.2033 | 10560.8773 | 10526.6039 | 10513.4897 | 10492.7838 | 10478.7933 | 10442.9916 | 10428.1479 | 10405.7351 | 10389.9428 | 10352.487 | 10335.7711 | 10311.5108 | 10293.7683 | 10254.5218 | 10235.7796 | 10209.5194 | 10189.6658 | 10148.4812 | 10127.5455 | 10099.1206 | 10076.982 | 10033.6994 | 10010.3894 | 9979.6214 | 9955.0094 | 9909.4559 | 9883.5759 | 4298.4078
Debt Principal | 2001-12-31: 84092.2306
Ending Balance at Maturity | 2001-12-31: 0
| 2001-04-01 | 2002-04-01 | 2003-04-01 | 2004-04-01 | 2005-04-01 | 2006-04-01 | 2007-04-01 | 2008-04-01 | 2009-04-01 | 2010-04-01 | 2011-04-01 | 2012-04-01 | 2013-04-01 | 2014-04-01 | 2015-04-01 | 2016-04-01 | 2017-04-01 | 2018-04-01 | 2019-04-01 | 2020-04-01 | 2021-04-01 | 2022-04-01 | 2023-04-01 | 2024-04-01 | 2025-04-01 | 2026-04-01 | 2027-04-01 | 2028-04-01 | 2029-04-01 | 2030-04-01 | 2031-04-01 | 2031-05-01
Beginning Balance |  | 101031.8115 | 97683.7401 | 93882.5224 | 89828.2456 | 85510.5038 | 80903.0088 | 75988.4143 | 70742.2671 | 65151.1482 | 59180.3977 | 52807.1866 | 45999.2178 | 38739.0894 | 30981.138 | 22695.3127 | 13838.9972 | 4389.529 | 0 | 0 | 0 | 0 | 0 | 0 | 0 | 0 | 0 | 0 | 0 | 0 | 0
Addition |  | 0 | 0 | 0 | 0 | 0 | 0 | 0 | 0 | 0 | 0 | 0 | 0 | 0 | 0 | 0 | 0 | 0 | 0 | 0 | 0 | 0 | 0 | 0 | 0 | 0 | 0 | 0 | 0 | 0 | 0
Principal Payment |  | 1655.2803 | 1877.0377 | 1990.0738 | 2132.2103 | 2272.0769 | 2422.5444 | 2576.1788 | 2755.6732 | 2940.0311 | 3137.2285 | 3344.2019 | 3572.8751 | 3815.7321 | 4074.3864 | 4351.466 | 4644.8829 | 4389.529 | 0 | 0 | 0 | 0 | 0 | 0 | 0 | 0 | 0 | 0 | 0 | 0 | 0
Interest Payment |  | 1763.2127 | 1704.782 | 1651.922 | 1567.6875 | 1492.334 | 1411.9237 | 1337.0639 | 1234.5979 | 1137.0214 | 1032.8195 | 929.1756 | 802.7809 | 676.0767 | 540.6845 | 399.3383 | 241.5189 | 76.6063 | 0 | 0 | 0 | 0 | 0 | 0 | 0 | 0 | 0 | 0 | 0 | 0 | 0
Ending Balance |  | 99376.5312 | 95806.7025 | 91892.4486 | 87696.0353 | 83238.4269 | 78480.4644 | 73412.2355 | 67986.5939 | 62211.117 | 56043.1692 | 49462.9847 | 42426.3426 | 34923.3573 | 26906.7517 | 18343.8467 | 9194.1143 | 0 | 0 | 0 | 0 | 0 | 0 | 0 | 0 | 0 | 0 | 0 | 0 | 0 | 0
Pro-rata EBITDA |  | 6568.4805 | 6856.8769 | 6872.4185 | 6822.113 | 6818.3606 | 6805.0049 | 6819.2893 | 6768.2184 | 6763.3136 | 6748.857 | 6761.7805 | 6709.8811 | 6703.729 | 6688.0807 | 6699.5312 | 6646.735 | 6639.2327 | 6622.2945 | 6632.1505 | 6578.3836 | 6569.4199 | 6551.0854 | 6559.2154 | 6504.3978 | 6493.8522 | 6474.0063 | 6480.2682 | 6424.3132 | 6412.0553 | 4996.0574
DSCR | 2002-04-01: 1.2679; 2003-04-01: 1.297; 2004-04-01: 1.3015; 2005-04-01: 1.2962; 2006-04-01: 1.2971; 2007-04-01: 1.2971; 2008-04-01: 1.3015; 2009-04-01: 1.2962; 2010-04-01: 1.2971; 2011-04-01: 1.2971; 2012-04-01: 1.3016; 2013-04-01: 1.2963; 2014-04-01: 1.2972; 2015-04-01: 1.2972; 2016-04-01: 1.3017; 2017-04-01: 1.2964
(Debt Anniversary) | 2001-10-01 | 2002-10-01 | 2003-10-01 | 2004-10-01 | 2005-10-01 | 2006-10-01 | 2007-10-01 | 2008-10-01 | 2009-10-01 | 2010-10-01 | 2011-10-01 | 2012-10-01 | 2013-10-01 | 2014-10-01 | 2015-10-01 | 2016-10-01 | 2017-10-01 | 2018-10-01 | 2019-10-01 | 2020-10-01 | 2021-10-01 | 2022-10-01 | 2023-10-01 | 2024-10-01 | 2025-10-01 | 2026-10-01 | 2027-10-01 | 2028-10-01 | 2029-10-01 | 2030-10-01 | 2031-05-01
Beginning Balance | 102095.194 | 99376.5312 | 95806.7025 | 91892.4486 | 87696.0353 | 83238.4269 | 78480.4644 | 73412.2355 | 67986.5939 | 62211.117 | 56043.1692 | 49462.9847 | 42426.3426 | 34923.3573 | 26906.7517 | 18343.8467 | 9194.1143 | 0 | 0 | 0 | 0 | 0 | 0 | 0 | 0 | 0 | 0 | 0 | 0 | 0 | 0
Addition | 0 | 0 | 0 | 0 | 0 | 0 | 0 | 0 | 0 | 0 | 0 | 0 | 0 | 0 | 0 | 0 | 0 | 0 | 0 | 0 | 0 | 0 | 0 | 0 | 0 | 0 | 0 | 0 | 0 | 0 | 0
Principal Payment | 1063.3825 | 1692.7911 | 1924.1801 | 2064.203 | 2185.5315 | 2335.4181 | 2492.0501 | 2669.9684 | 2835.4458 | 3030.7194 | 3235.9826 | 3463.7669 | 3687.2532 | 3942.2192 | 4211.439 | 4504.8495 | 4804.5853 | 0 | 0 | 0 | 0 | 0 | 0 | 0 | 0 | 0 | 0 | 0 | 0 | 0 | 0
Interest Payment | 2993.6743 | 3487.7078 | 3362.4215 | 3216.2357 | 3077.7704 | 2921.3267 | 2754.3418 | 2569.4282 | 2386.0501 | 2183.3545 | 1966.8849 | 1731.2045 | 1488.9903 | 1225.6663 | 944.3164 | 642.0346 | 322.6756 | 0 | 0 | 0 | 0 | 0 | 0 | 0 | 0 | 0 | 0 | 0 | 0 | 0 | 0
Ending Balance | 101031.8115 | 97683.7401 | 93882.5224 | 89828.2456 | 85510.5038 | 80903.0088 | 75988.4143 | 70742.2671 | 65151.1482 | 59180.3977 | 52807.1866 | 45999.2178 | 38739.0894 | 30981.138 | 22695.3127 | 13838.9972 | 4389.529 | 0 | 0 | 0 | 0 | 0 | 0 | 0 | 0 | 0 | 0 | 0 | 0 | 0 | 0
Pro-rata EBITDA | 5274.1738 | 6900.8166 | 6888.2874 | 6856.722 | 6862.4722 | 6849.176 | 6835.614 | 6803.142 | 6807.6708 | 6793.2786 | 6778.5986 | 6745.1452 | 6748.352 | 6732.7734 | 6716.8833 | 6682.3676 | 6684.1434 | 6667.2807 | 6650.0807 | 6614.4151 | 6614.642 | 6596.3892 | 6577.7714 | 6540.8611 | 6539.4114 | 6519.654 | 6499.5015 | 6461.244 | 6457.9794 | 6436.5934 | 591.8727
DSCR | 2001-10-01: 1.3; 2002-10-01: 1.3321; 2003-10-01: 1.303; 2004-10-01: 1.2985; 2005-10-01: 1.3038; 2006-10-01: 1.3029; 2007-10-01: 1.3029; 2008-10-01: 1.2985; 2009-10-01: 1.3038; 2010-10-01: 1.3029; 2011-10-01: 1.3029; 2012-10-01: 1.2984; 2013-10-01: 1.3037; 2014-10-01: 1.3028; 2015-10-01: 1.3028; 2016-10-01: 1.2983; 2017-10-01: 1.3036
| 2001-12-31 | 2002-12-31 | 2003-12-31 | 2004-12-31 | 2005-12-31 | 2006-12-31 | 2007-12-31 | 2008-12-31 | 2009-12-31 | 2010-12-31 | 2011-12-31 | 2012-12-31 | 2013-12-31 | 2014-12-31 | 2015-12-31 | 2016-12-31 | 2017-12-31 | 2018-12-31 | 2019-12-31 | 2020-12-31 | 2021-12-31 | 2022-12-31 | 2023-12-31 | 2024-12-31 | 2025-12-31 | 2026-12-31 | 2027-12-31 | 2028-12-31 | 2029-12-31 | 2030-12-31 | 2031-12-31
Beginning Balance | 101031.8115 | 97683.7401 | 93882.5224 | 89828.2456 | 85510.5038 | 80903.0088 | 75988.4143 | 70742.2671 | 65151.1482 | 59180.3977 | 52807.1866 | 45999.2178 | 38739.0894 | 30981.138 | 22695.3127 | 13838.9972 | 4389.529 | 0 | 0 | 0 | 0 | 0 | 0 | 0 | 0 | 0 | 0 | 0 | 0 | 0 | 0
Addition | 0 | 0 | 0 | 0 | 0 | 0 | 0 | 0 | 0 | 0 | 0 | 0 | 0 | 0 | 0 | 0 | 0 | 0 | 0 | 0 | 0 | 0 | 0 | 0 | 0 | 0 | 0 | 0 | 0 | 0 | 0
Interest Payment | 1762.0059 | 1704.782 | 1638.4429 | 1563.4042 | 1492.334 | 1411.9237 | 1326.154 | 1231.2247 | 1137.0214 | 1032.8195 | 921.5939 | 800.5875 | 676.0767 | 540.6845 | 396.0798 | 240.859 | 76.6063 | 0 | 0 | 0 | 0 | 0 | 0 | 0 | 0 | 0 | 0 | 0 | 0 | 0 | 0
Ending Balance | 101031.8115 | 97683.7401 | 93882.5224 | 89828.2456 | 85510.5038 | 80903.0088 | 75988.4143 | 70742.2671 | 65151.1482 | 59180.3977 | 52807.1866 | 45999.2178 | 38739.0894 | 30981.138 | 22695.3127 | 13838.9972 | 4389.529 | 0 | 0 | 0 | 0 | 0 | 0 | 0 | 0 | 0 | 0 | 0 | 0 | 0 | 0
Debt Service
Principal Payments | 1063.3825 | 3348.0714 | 3801.2178 | 4054.2767 | 4317.7419 | 4607.495 | 4914.5945 | 5246.1471 | 5591.119 | 5970.7505 | 6373.2111 | 6807.9688 | 7260.1283 | 7757.9514 | 8285.8253 | 8856.3155 | 9449.4682 | 4389.529 | 0 | 0 | 0 | 0 | 0 | 0 | 0 | 0 | 0 | 0 | 0 | 0 | 0
Interest Expense | 2993.6743 | 7012.9264 | 6771.9855 | 6506.6006 | 6208.8621 | 5905.9947 | 5578.1893 | 5232.6461 | 4851.8727 | 4457.3974 | 4032.524 | 3581.974 | 3092.3586 | 2577.8197 | 2025.6854 | 1437.4528 | 805.0536 | 153.2126 | 0 | 0 | 0 | 0 | 0 | 0 | 0 | 0 | 0 | 0 | 0 | 0 | 0
Net Debt Service | 4057.0567 | 10360.9978 | 10573.2033 | 10560.8773 | 10526.6039 | 10513.4897 | 10492.7838 | 10478.7933 | 10442.9916 | 10428.1479 | 10405.7351 | 10389.9428 | 10352.487 | 10335.7711 | 10311.5108 | 10293.7683 | 10254.5218 | 4542.7416 | 0 | 0 | 0 | 0 | 0 | 0 | 0 | 0 | 0 | 0 | 0 | 0 | 0
ACTUAL DSCR | 2001-12-31: 1.3; 2002-12-31: 1.3; 2003-12-31: 1.3; 2004-12-31: 1.3; 2005-12-31: 1.3; 2006-12-31: 1.3; 2007-12-31: 1.3; 2008-12-31: 1.3; 2009-12-31: 1.3; 2010-12-31: 1.3; 2011-12-31: 1.3; 2012-12-31: 1.3; 2013-12-31: 1.3; 2014-12-31: 1.3; 2015-12-31: 1.3; 2016-12-31: 1.3; 2017-12-31: 1.3
Accrued Debt Service
Principal Payments | 1063.3825 | 3348.0714 | 3801.2178 | 4054.2767 | 4317.7419 | 4607.495 | 4914.5945 | 5246.1471 | 5591.119 | 5970.7505 | 6373.2111 | 6807.9688 | 7260.1283 | 7757.9514 | 8285.8253 | 8856.3155 | 9449.4682 | 4389.529 | 0 | 0 | 0 | 0 | 0 | 0 | 0 | 0 | 0 | 0 | 0 | 0 | 0
Interest Expense | 4755.6801 | 6955.7025 | 6705.6464 | 6431.5618 | 6137.7919 | 5825.5844 | 5492.4195 | 5137.7168 | 4757.6694 | 4353.1955 | 3921.2984 | 3460.9676 | 2967.8479 | 2442.4275 | 1881.0808 | 1282.232 | 640.8009 | 76.6063 | 0 | 0 | 0 | 0 | 0 | 0 | 0 | 0 | 0 | 0 | 0 | 0 | 0
Net Debt Service | 5819.0626 | 10303.7739 | 10506.8642 | 10485.8386 | 10455.5338 | 10433.0795 | 10407.014 | 10383.864 | 10348.7883 | 10323.946 | 10294.5095 | 10268.9364 | 10227.9762 | 10200.3789 | 10166.9061 | 10138.5475 | 10090.2691 | 4466.1353 | 0 | 0 | 0 | 0 | 0 | 0 | 0 | 0 | 0 | 0 | 0 | 0 | 0
Debt Summary
| Treasury (%) |  |  | 6%
| Spread (%) |  |  | 1%
| All In Coupon Rate (%) |  |  | 7%
| Term (years) |  |  | 30
| Average Life (years) |  |  | 10.3358
| Total amount ($ '000) |  |  | 102095.194
| DSCR |  | Average | 1.3
|  |  | Minimum | 1.3
Time Factor | 0 | 0.99932 | 1.9986 | 3.0007 | 4 | 4.9993 | 5.9986 | 7.0007 | 8 | 8.9993 | 9.9986 | 11.0007 | 12 | 12.9993 | 13.9986 | 15.0007 | 16 | 16.9993 | 17.9986 | 19.0007 | 20 | 20.9993 | 21.9986 | 23.0007 | 24 | 24.9993 | 25.9986 | 27.0007 | 28 | 28.9993 | 29.5797
| 0.49829 | 1.4976 | 2.4997 | 3.499 | 4.4983 | 5.4976 | 6.4997 | 7.499 | 8.4983 | 9.4976 | 10.4997 | 11.499 | 12.4983 | 13.4976 | 14.4997 | 15.499 | 16.4983 | 17.4976 | 18.4997 | 19.499 | 20.4983 | 21.4976 | 22.4997 | 23.499 | 24.4983 | 25.4976 | 26.4997 | 27.499 | 28.4983 | 29.4976 | 29.5797
Average Life | 2001-12-31: 10.3358
Goal Seek Debt

## Depreciation
PROJECT NAME: New Orleans, Louisiana
DEPRECIATION SCHEDULE
|  |  | 0.66667 | 1.6667 | 2.6667 | 3.6667 | 4.6667 | 5.6667 | 6.6667 | 7.6667 | 8.6667 | 9.6667 | 10.6667 | 11.6667 | 12.6667 | 13.6667 | 14.6667 | 15.6667 | 16.6667 | 17.6667 | 18.6667 | 19.6667 | 20.6667 | 21.6667 | 22.6667 | 23.6667 | 24.6667 | 25.6667 | 26.6667 | 27.6667 | 28.6667 | 29.6667 | 30.6667
('000 $) |  |  | 2001 | 2002 | 2003 | 2004 | 2005 | 2006 | 2007 | 2008 | 2009 | 2010 | 2011 | 2012 | 2013 | 2014 | 2015 | 2016 | 2017 | 2018 | 2019 | 2020 | 2021 | 2022 | 2023 | 2024 | 2025 | 2026 | 2027 | 2028 | 2029 | 2030 | 2031
|  |  | 2001-12-31 | 2002-12-31 | 2003-12-31 | 2004-12-31 | 2005-12-31 | 2006-12-31 | 2007-12-31 | 2008-12-31 | 2009-12-31 | 2010-12-31 | 2011-12-31 | 2012-12-31 | 2013-12-31 | 2014-12-31 | 2015-12-31 | 2016-12-31 | 2017-12-31 | 2018-12-31 | 2019-12-31 | 2020-12-31 | 2021-12-31 | 2022-12-31 | 2023-12-31 | 2024-12-31 | 2025-12-31 | 2026-12-31 | 2027-12-31 | 2028-12-31 | 2029-12-31 | 2030-12-31 | 2031-12-31
US FEDERAL TAX DEPRECIATION & AMORTIZATION
Years
Plant & Equipment - MACRS | 15 |  | 5% | 9.5% | 8.55% | 7.7% | 6.93% | 6.23% | 5.9% | 5.91% | 5.9% | 5.91% | 5.9% | 5.91% | 5.9% | 5.91% | 5.9% | 2.95% | 0% | 0% | 0% | 0% | 0% | 0% | 0% | 0% | 0% | 0% | 0% | 0% | 0% | 0% | 0%
Start-Up Costs - SL | 5 |  | 13.33% | 20% | 20% | 20% | 20% | 6.667% | 0% | 0% | 0% | 0% | 0% | 0% | 0% | 0% | 0% | 0% | 0% | 0% | 0% | 0% | 0% | 0% | 0% | 0% | 0% | 0% | 0% | 0% | 0% | 0% | 0%
Transaction Costs - SL | 20 |  | 3.333% | 5% | 5% | 5% | 5% | 5% | 5% | 5% | 5% | 5% | 5% | 5% | 5% | 5% | 5% | 5% | 5% | 5% | 5% | 5% | 1.667% | 0% | 0% | 0% | 0% | 0% | 0% | 0% | 0% | 0% | 0%
Plant & Equipment - MACRS | 139115.3484 |  | 6955.7674 | 13215.9581 | 11894.3623 | 10711.8818 | 9640.6936 | 8666.8862 | 8207.8056 | 8221.7171 | 8207.8056 | 8221.7171 | 8207.8056 | 8221.7171 | 8207.8056 | 8221.7171 | 8207.8056 | 4103.9028 | 0 | 0 | 0 | 0 | 0 | 0 | 0 | 0 | 0 | 0 | 0 | 0 | 0 | 0 | 0
Start-Up Costs - SL | 6778.6788 |  | 903.8238 | 1355.7358 | 1355.7358 | 1355.7358 | 1355.7358 | 451.9119 | 0 | 0 | 0 | 0 | 0 | 0 | 0 | 0 | 0 | 0 | 0 | 0 | 0 | 0 | 0 | 0 | 0 | 0 | 0 | 0 | 0 | 0 | 0 | 0 | 0
Transaction Costs - SL | 0 |  | 0 | 0 | 0 | 0 | 0 | 0 | 0 | 0 | 0 | 0 | 0 | 0 | 0 | 0 | 0 | 0 | 0 | 0 | 0 | 0 | 0 | 0 | 0 | 0 | 0 | 0 | 0 | 0 | 0 | 0 | 0
Total Beginning Book Value | 145894.0272 |  | 7859.5913 | 14571.6939 | 13250.098 | 12067.6176 | 10996.4294 | 9118.7981 | 8207.8056 | 8221.7171 | 8207.8056 | 8221.7171 | 8207.8056 | 8221.7171 | 8207.8056 | 8221.7171 | 8207.8056 | 4103.9028 | 0 | 0 | 0 | 0 | 0 | 0 | 0 | 0 | 0 | 0 | 0 | 0 | 0 | 0 | 0
Ending Value of Assets | 145894.0272 |  | 138034.4359 | 123462.742 | 110212.644 | 98145.0264 | 87148.597 | 78029.7989 | 69821.9933 | 61600.2763 | 53392.4707 | 45170.7536 | 36962.9481 | 28741.231 | 20533.4254 | 12311.7083 | 4103.9028 | 1.9099e-11 | 1.9099e-11 | 1.9099e-11 | 1.9099e-11 | 1.9099e-11 | 1.9099e-11 | 1.9099e-11 | 1.9099e-11 | 1.9099e-11 | 1.9099e-11 | 1.9099e-11 | 1.9099e-11 | 1.9099e-11 | 1.9099e-11 | 1.9099e-11 | 1.9099e-11
STATE TAX DEPRECIATION & AMORTIZATION
Years
Plant & Equipment - MACRS | 15 |  | 5% | 9.5% | 8.55% | 7.7% | 6.93% | 6.23% | 5.9% | 5.91% | 5.9% | 5.91% | 5.9% | 5.91% | 5.9% | 5.91% | 5.9% | 2.95% | 0% | 0% | 0% | 0% | 0% | 0% | 0% | 0% | 0% | 0% | 0% | 0% | 0% | 0% | 0%
Start-Up Costs - SL | 5 |  | 13.33% | 20% | 20% | 20% | 20% | 6.667% | 0% | 0% | 0% | 0% | 0% | 0% | 0% | 0% | 0% | 0% | 0% | 0% | 0% | 0% | 0% | 0% | 0% | 0% | 0% | 0% | 0% | 0% | 0% | 0% | 0%
Transaction Costs - SL | 20 |  | 3.333% | 5% | 5% | 5% | 5% | 5% | 5% | 5% | 5% | 5% | 5% | 5% | 5% | 5% | 5% | 5% | 5% | 5% | 5% | 5% | 1.667% | 0% | 0% | 0% | 0% | 0% | 0% | 0% | 0% | 0% | 0%
Plant & Equipment - MACRS | 139115.3484 |  | 6955.7674 | 13215.9581 | 11894.3623 | 10711.8818 | 9640.6936 | 8666.8862 | 8207.8056 | 8221.7171 | 8207.8056 | 8221.7171 | 8207.8056 | 8221.7171 | 8207.8056 | 8221.7171 | 8207.8056 | 4103.9028 | 0 | 0 | 0 | 0 | 0 | 0 | 0 | 0 | 0 | 0 | 0 | 0 | 0 | 0 | 0
Start-Up Costs - SL | 6778.6788 |  | 903.8238 | 1355.7358 | 1355.7358 | 1355.7358 | 1355.7358 | 451.9119 | 0 | 0 | 0 | 0 | 0 | 0 | 0 | 0 | 0 | 0 | 0 | 0 | 0 | 0 | 0 | 0 | 0 | 0 | 0 | 0 | 0 | 0 | 0 | 0 | 0
Transaction Costs - SL | 0 |  | 0 | 0 | 0 | 0 | 0 | 0 | 0 | 0 | 0 | 0 | 0 | 0 | 0 | 0 | 0 | 0 | 0 | 0 | 0 | 0 | 0 | 0 | 0 | 0 | 0 | 0 | 0 | 0 | 0 | 0 | 0
Total Beginning Book Value | 145894.0272 |  | 7859.5913 | 14571.6939 | 13250.098 | 12067.6176 | 10996.4294 | 9118.7981 | 8207.8056 | 8221.7171 | 8207.8056 | 8221.7171 | 8207.8056 | 8221.7171 | 8207.8056 | 8221.7171 | 8207.8056 | 4103.9028 | 0 | 0 | 0 | 0 | 0 | 0 | 0 | 0 | 0 | 0 | 0 | 0 | 0 | 0 | 0
Ending Value of Assets | 145894.0272 |  | 138034.4359 | 123462.742 | 110212.644 | 98145.0264 | 87148.597 | 78029.7989 | 69821.9933 | 61600.2763 | 53392.4707 | 45170.7536 | 36962.9481 | 28741.231 | 20533.4254 | 12311.7083 | 4103.9028 | 1.9099e-11 | 1.9099e-11 | 1.9099e-11 | 1.9099e-11 | 1.9099e-11 | 1.9099e-11 | 1.9099e-11 | 1.9099e-11 | 1.9099e-11 | 1.9099e-11 | 1.9099e-11 | 1.9099e-11 | 1.9099e-11 | 1.9099e-11 | 1.9099e-11 | 1.9099e-11
BOOK DEPRECIATION & AMORTIZATION
| Years | Residual
Plant & Equipment - SL | 30 | 10% | 2% | 3% | 3% | 3% | 3% | 3% | 3% | 3% | 3% | 3% | 3% | 3% | 3% | 3% | 3% | 3% | 3% | 3% | 3% | 3% | 3% | 3% | 3% | 3% | 3% | 3% | 3% | 3% | 3% | 3% | 1%
Start-Up Costs - SL | 5 |  | 13.33% | 20% | 20% | 20% | 20% | 6.667% | 0% | 0% | 0% | 0% | 0% | 0% | 0% | 0% | 0% | 0% | 0% | 0% | 0% | 0% | 0% | 0% | 0% | 0% | 0% | 0% | 0% | 0% | 0% | 0% | 0%
Transaction Costs - SL | 20 |  | 3.333% | 5% | 5% | 5% | 5% | 5% | 5% | 5% | 5% | 5% | 5% | 5% | 5% | 5% | 5% | 5% | 5% | 5% | 5% | 5% | 1.667% | 0% | 0% | 0% | 0% | 0% | 0% | 0% | 0% | 0% | 0%
Plant & Equipment - MACRS | 139115.3484 |  | 2782.307 | 4173.4605 | 4173.4605 | 4173.4605 | 4173.4605 | 4173.4605 | 4173.4605 | 4173.4605 | 4173.4605 | 4173.4605 | 4173.4605 | 4173.4605 | 4173.4605 | 4173.4605 | 4173.4605 | 4173.4605 | 4173.4605 | 4173.4605 | 4173.4605 | 4173.4605 | 4173.4605 | 4173.4605 | 4173.4605 | 4173.4605 | 4173.4605 | 4173.4605 | 4173.4605 | 4173.4605 | 4173.4605 | 4173.4605 | 1391.1535
Start-Up Costs - SL | 6778.6788 |  | 903.8238 | 1355.7358 | 1355.7358 | 1355.7358 | 1355.7358 | 451.9119 | 0 | 0 | 0 | 0 | 0 | 0 | 0 | 0 | 0 | 0 | 0 | 0 | 0 | 0 | 0 | 0 | 0 | 0 | 0 | 0 | 0 | 0 | 0 | 0 | 0
Transaction Costs - SL | 0 |  | 0 | 0 | 0 | 0 | 0 | 0 | 0 | 0 | 0 | 0 | 0 | 0 | 0 | 0 | 0 | 0 | 0 | 0 | 0 | 0 | 0 | 0 | 0 | 0 | 0 | 0 | 0 | 0 | 0 | 0 | 0
Total Beginning Book Value | 145894.0272 |  | 3686.1308 | 5529.1962 | 5529.1962 | 5529.1962 | 5529.1962 | 4625.3724 | 4173.4605 | 4173.4605 | 4173.4605 | 4173.4605 | 4173.4605 | 4173.4605 | 4173.4605 | 4173.4605 | 4173.4605 | 4173.4605 | 4173.4605 | 4173.4605 | 4173.4605 | 4173.4605 | 4173.4605 | 4173.4605 | 4173.4605 | 4173.4605 | 4173.4605 | 4173.4605 | 4173.4605 | 4173.4605 | 4173.4605 | 4173.4605 | 1391.1535
Ending Book Value of Assets | 145894.0272 |  | 142207.8963 | 136678.7001 | 131149.5039 | 125620.3077 | 120091.1115 | 115465.7391 | 111292.2787 | 107118.8182 | 102945.3578 | 98771.8973 | 94598.4369 | 90424.9764 | 86251.516 | 82078.0555 | 77904.5951 | 73731.1346 | 69557.6742 | 65384.2137 | 61210.7533 | 57037.2928 | 52863.8324 | 48690.3719 | 44516.9115 | 40343.451 | 36169.9906 | 31996.5301 | 27823.0697 | 23649.6092 | 19476.1488 | 15302.6883 | 13911.5348

## Taxes
PROJECT NAME: New Orleans, Louisiana
TAXES
| 0.66667 | 1.6667 | 2.6667 | 3.6667 | 4.6667 | 5.6667 | 6.6667 | 7.6667 | 8.6667 | 9.6667 | 10.6667 | 11.6667 | 12.6667 | 13.6667 | 14.6667 | 15.6667 | 16.6667 | 17.6667 | 18.6667 | 19.6667 | 20.6667 | 21.6667 | 22.6667 | 23.6667 | 24.6667 | 25.6667 | 26.6667 | 27.6667 | 28.6667 | 29.6667 | 30.6667
('000 $) | 2001 | 2002 | 2003 | 2004 | 2005 | 2006 | 2007 | 2008 | 2009 | 2010 | 2011 | 2012 | 2013 | 2014 | 2015 | 2016 | 2017 | 2018 | 2019 | 2020 | 2021 | 2022 | 2023 | 2024 | 2025 | 2026 | 2027 | 2028 | 2029 | 2030 | 2031
| 2001-12-31 | 2002-12-31 | 2003-12-31 | 2004-12-31 | 2005-12-31 | 2006-12-31 | 2007-12-31 | 2008-12-31 | 2009-12-31 | 2010-12-31 | 2011-12-31 | 2012-12-31 | 2013-12-31 | 2014-12-31 | 2015-12-31 | 2016-12-31 | 2017-12-31 | 2018-12-31 | 2019-12-31 | 2020-12-31 | 2021-12-31 | 2022-12-31 | 2023-12-31 | 2024-12-31 | 2025-12-31 | 2026-12-31 | 2027-12-31 | 2028-12-31 | 2029-12-31 | 2030-12-31 | 2031-12-31
STATE TAXES
Adjusted Pretax Book Income | 556.0828 | 1163.7216 | 1219.685 | 1280.8155 | 1347.4995 | 2323.9753 | 2854.9507 | 2940.9012 | 3034.2478 | 3135.5357 | 3245.3491 | 3364.3134 | 3493.0985 | 3632.4217 | 3783.0511 | 3945.8092 | 4121.5768 | 4311.2968 | 4515.9788 | 4736.7039 | 4974.6293 | 5230.9941 | 5507.1247 | 5804.4412 | 6124.4636 | 6468.8193 | 6839.2503 | 7237.6211 | 7665.9279 | 8126.307 | 996.0662
Plus Book Depreciation & Amortization | 3686.1308 | 5529.1962 | 5529.1962 | 5529.1962 | 5529.1962 | 4625.3724 | 4173.4605 | 4173.4605 | 4173.4605 | 4173.4605 | 4173.4605 | 4173.4605 | 4173.4605 | 4173.4605 | 4173.4605 | 4173.4605 | 4173.4605 | 4173.4605 | 4173.4605 | 4173.4605 | 4173.4605 | 4173.4605 | 4173.4605 | 4173.4605 | 4173.4605 | 4173.4605 | 4173.4605 | 4173.4605 | 4173.4605 | 4173.4605 | 1391.1535
Less State Tax Depreciation | -7859.5913 | -14571.6939 | -13250.098 | -12067.6176 | -10996.4294 | -9118.7981 | -8207.8056 | -8221.7171 | -8207.8056 | -8221.7171 | -8207.8056 | -8221.7171 | -8207.8056 | -8221.7171 | -8207.8056 | -4103.9028 | 0 | 0 | 0 | 0 | 0 | 0 | 0 | 0 | 0 | 0 | 0 | 0 | 0 | 0 | 0
State Taxable Income | -3617.3777 | -7878.7761 | -6501.2168 | -5257.6059 | -4119.7337 | -2169.4505 | -1179.3944 | -1107.3554 | -1000.0973 | -912.7209 | -788.996 | -683.9432 | -541.2466 | -415.8349 | -251.294 | 4015.3669 | 8295.0372 | 8484.7572 | 8689.4392 | 8910.1643 | 9148.0897 | 9404.4545 | 9680.5852 | 9977.9016 | 10297.9241 | 10642.2798 | 11012.7107 | 11411.0816 | 11839.3883 | 12299.7675 | 2387.2197
State Income Tax Rate | bar: 2001-12-31 to 2031-12-31
Current State Income Tax Expense (Benefit) | -253.2164 | -551.5143 | -455.0852 | -368.0324 | -288.3814 | -151.8615 | -82.5576 | -77.5149 | -70.0068 | -63.8905 | -55.2297 | -47.876 | -37.8873 | -29.1084 | -17.5906 | 281.0757 | 580.6526 | 593.933 | 608.2607 | 623.7115 | 640.3663 | 658.3118 | 677.641 | 698.4531 | 720.8547 | 744.9596 | 770.8898 | 798.7757 | 828.7572 | 860.9837 | 167.1054
Beginning NOL's | 0 | 253.2164 | 804.7308 | 1259.8159 | 1627.8484 | 1916.2297 | 2068.0912 | 2150.6488 | 2228.1637 | 2044.9541 | 1810.5467 | 1865.7764 | 1913.6524 | 1951.5397 | 1980.6481 | 1998.2387 | 1717.163 | 1136.5104 | 0 | 0 | 0 | 0 | 0 | 0 | 0 | 0 | 0 | 0 | 0 | 0 | 0
New NOL's | 253.2164 | 551.5143 | 455.0852 | 368.0324 | 288.3814 | 151.8615 | 82.5576 | 77.5149 | 70.0068 | 63.8905 | 55.2297 | 47.876 | 37.8873 | 29.1084 | 17.5906 | 0 | 0 | 0 | 0 | 0 | 0 | 0 | 0 | 0 | 0 | 0 | 0 | 0 | 0 | 0 | 0
Expired NOLs | 0 | 0 | 0 | 0 | 0 | 0 | 0 | 0 | -253.2164 | -298.2979 | 0 | 0 | 0 | 0 | 0 | 0 | 0 | 0 | 0 | 0 | 0 | 0 | 0 | 0 | 0 | 0 | 0 | 0 | 0 | 0 | 0
NOL Utilization (8 years) | 0 | 0 | 0 | 0 | 0 | 0 | 0 | 0 | 0 | 0 | 0 | 0 | 0 | 0 | 0 | -281.0757 | -580.6526 | -593.933 | 0 | 0 | 0 | 0 | 0 | 0 | 0 | 0 | 0 | 0 | 0 | 0 | 0
Ending NOL's | 253.2164 | 804.7308 | 1259.8159 | 1627.8484 | 1916.2297 | 2068.0912 | 2150.6488 | 2228.1637 | 2044.9541 | 1810.5467 | 1865.7764 | 1913.6524 | 1951.5397 | 1980.6481 | 1998.2387 | 1717.163 | 1136.5104 | 542.5774 | 0 | 0 | 0 | 0 | 0 | 0 | 0 | 0 | 0 | 0 | 0 | 0 | 0
TOTAL STATE TAXES UTILIZING NOLs | 0 | 0 | 0 | 0 | 0 | 0 | 0 | 0 | 0 | 0 | 0 | 0 | 0 | 0 | 0 | 0 | 0 | 0 | 608.2607 | 623.7115 | 640.3663 | 658.3118 | 677.641 | 698.4531 | 720.8547 | 744.9596 | 770.8898 | 798.7757 | 828.7572 | 860.9837 | 167.1054
FEDERAL TAXES
State Taxable Income | -3617.3777 | -7878.7761 | -6501.2168 | -5257.6059 | -4119.7337 | -2169.4505 | -1179.3944 | -1107.3554 | -1000.0973 | -912.7209 | -788.996 | -683.9432 | -541.2466 | -415.8349 | -251.294 | 4015.3669 | 8295.0372 | 8484.7572 | 8689.4392 | 8910.1643 | 9148.0897 | 9404.4545 | 9680.5852 | 9977.9016 | 10297.9241 | 10642.2798 | 11012.7107 | 11411.0816 | 11839.3883 | 12299.7675 | 2387.2197
Less: State Taxes | 0 | 0 | 0 | 0 | 0 | 0 | 0 | 0 | 0 | 0 | 0 | 0 | 0 | 0 | 0 | 0 | 0 | 0 | -608.2607 | -623.7115 | -640.3663 | -658.3118 | -677.641 | -698.4531 | -720.8547 | -744.9596 | -770.8898 | -798.7757 | -828.7572 | -860.9837 | -167.1054
Federal Taxable Income | -3617.3777 | -7878.7761 | -6501.2168 | -5257.6059 | -4119.7337 | -2169.4505 | -1179.3944 | -1107.3554 | -1000.0973 | -912.7209 | -788.996 | -683.9432 | -541.2466 | -415.8349 | -251.294 | 4015.3669 | 8295.0372 | 8484.7572 | 8081.1785 | 8286.4528 | 8507.7235 | 8746.1427 | 9002.9442 | 9279.4485 | 9577.0694 | 9897.3202 | 10241.821 | 10612.3059 | 11010.6311 | 11438.7838 | 2220.1143
Federal Tax Rate | 35% | 35% | 35% | 35% | 35% | 35% | 35% | 35% | 35% | 35% | 35% | 35% | 35% | 35% | 35% | 35% | 35% | 35% | 35% | 35% | 35% | 35% | 35% | 35% | 35% | 35% | 35% | 35% | 35% | 35% | 35%
Federal Tax Expense/ (Benefit) | -1266.0822 | -2757.5716 | -2275.4259 | -1840.1621 | -1441.9068 | -759.3077 | -412.788 | -387.5744 | -350.0341 | -319.4523 | -276.1486 | -239.3801 | -189.4363 | -145.5422 | -87.9529 | 1405.3784 | 2903.263 | 2969.665 | 2828.4125 | 2900.2585 | 2977.7032 | 3061.15 | 3151.0305 | 3247.807 | 3351.9743 | 3464.0621 | 3584.6373 | 3714.3071 | 3853.7209 | 4003.5743 | 777.04
Beginning NOL's | 0 | 1266.0822 | 4023.6538 | 6299.0797 | 8139.2418 | 9581.1485 | 10340.4562 | 10753.2442 | 11140.8186 | 11490.8527 | 11810.305 | 12086.4536 | 12325.8338 | 12515.2701 | 12660.8123 | 12748.7652 | 10077.3046 | 7087.9305 | 0 | 0 | 0 | 0 | 0 | 0 | 0 | 0 | 0 | 0 | 0 | 0 | 0
New NOL's | 1266.0822 | 2757.5716 | 2275.4259 | 1840.1621 | 1441.9068 | 759.3077 | 412.788 | 387.5744 | 350.0341 | 319.4523 | 276.1486 | 239.3801 | 189.4363 | 145.5422 | 87.9529 | 0 | 0 | 0 | 0 | 0 | 0 | 0 | 0 | 0 | 0 | 0 | 0 | 0 | 0 | 0 | 0
Expired NOLs | 0 | 0 | 0 | 0 | 0 | 0 | 0 | 0 | 0 | 0 | 0 | 0 | 0 | 0 | 0 | -1266.0822 | -86.111 | 0 | 0 | 0 | 0 | 0 | 0 | 0 | 0 | 0 | 0 | 0 | 0 | 0 | 0
NOL Utilization (15 years) | 0 | 0 | 0 | 0 | 0 | 0 | 0 | 0 | 0 | 0 | 0 | 0 | 0 | 0 | 0 | -1405.3784 | -2903.263 | -2969.665 | 0 | 0 | 0 | 0 | 0 | 0 | 0 | 0 | 0 | 0 | 0 | 0 | 0
Ending NOL's | 1266.0822 | 4023.6538 | 6299.0797 | 8139.2418 | 9581.1485 | 10340.4562 | 10753.2442 | 11140.8186 | 11490.8527 | 11810.305 | 12086.4536 | 12325.8338 | 12515.2701 | 12660.8123 | 12748.7652 | 10077.3046 | 7087.9305 | 4118.2655 | 0 | 0 | 0 | 0 | 0 | 0 | 0 | 0 | 0 | 0 | 0 | 0 | 0
TOTAL STATE TAXES UTILIZING NOLs | 0 | 0 | 0 | 0 | 0 | 0 | 0 | 0 | 0 | 0 | 0 | 0 | 0 | 0 | 0 | 0 | 0 | 0 | 2828.4125 | 2900.2585 | 2977.7032 | 3061.15 | 3151.0305 | 3247.807 | 3351.9743 | 3464.0621 | 3584.6373 | 3714.3071 | 3853.7209 | 4003.5743 | 777.04

## IDC
PROJECT NAME: New Orleans, Louisiana
IDC CALCULATIONS
Total Construction & Other Costs (000$): |  | 6927.787
No. of Construction Months: |  | 7
Interest During Construction: |  | 7% | 0.01944%
|  | Annual | Daily (360-Day)
|  |  | Turbine Cost | Construction &
IDC Calculations |  |  | including Carry | Other Cost | Principal | Balance | Interest | Cum. Interest
Month | Date | % Drawn | (000$) | (000$) | (000$) | (000$) | (000$) | (000$)
1 | 2000-04-01 | 17% | 85562.6976 | 1177.7238 | 86740.4214 | 86740.4214 | 0 | 0
2 | 2000-05-01 | 12% | 0 | 831.3344 | 831.3344 | 88077.7417 | 505.9858 | 505.9858
3 | 2000-06-01 | 12% | 0 | 831.3344 | 831.3344 | 89439.9892 | 530.9131 | 1036.8988
4 | 2000-07-01 | 14% | 0 | 969.8902 | 969.8902 | 90931.6126 | 521.7333 | 1558.6321
5 | 2000-08-01 | 13% | 0 | 900.6123 | 900.6123 | 92380.3405 | 548.1156 | 2106.7477
6 | 2000-09-01 | 12% | 0 | 831.3344 | 831.3344 | 93768.5231 | 556.8482 | 2663.5958
7 | 2000-10-01 | 10% | 0 | 692.7787 | 692.7787 | 95008.2848 | 546.9831 | 3210.5789
8 | 2000-11-01 | 10% | 0 | 692.7787 | 692.7787 | 96273.7524 | 572.6888 | 3783.2677
9 | 2000-12-01 | 0% | 0 | 0 | 0 | 96273.7524 | 0 | 3783.2677
10 | 2001-01-01 | 0% | 0 | 0 | 0 | 96273.7524 | 0 | 3783.2677
11 | 2001-02-01 | 0% | 0 | 0 | 0 | 96273.7524 | 0 | 3783.2677
12 | 2001-03-01 | 0% | 0 | 0 | 0 | 96273.7524 | 0 | 3783.2677
13 | 2001-04-01 | 0% | 0 | 0 | 0 | 96273.7524 | 0 | 3783.2677
14 | 2001-05-01 | 0% | 0 | 0 | 0 | 96273.7524 | 0 | 3783.2677
15 | 2001-06-01 | 0% | 0 | 0 | 0 | 96273.7524 | 0 | 3783.2677
16 | 2001-07-01 | 0% | 0 | 0 | 0 | 96273.7524 | 0 | 3783.2677
17 | 2001-08-01 | 0% | 0 | 0 | 0 | 96273.7524 | 0 | 3783.2677
18 | 2001-09-01 | 0% | 0 | 0 | 0 | 96273.7524 | 0 | 3783.2677
19 | 2001-10-01 | 0% | 0 | 0 | 0 | 96273.7524 | 0 | 3783.2677
|  | 100% | 85562.6976 | 6927.787 | 92490.4846 |  | 3783.2677
TURBINE DELIVERY SCHEDULE
*Rough Estimate by Bruce Golden. Please double-check for deal specific
[6 empty] | Turbine No. | 2 | 3 | 4 | 5 | 6
Unit | Turbines | Delivery | LD'S |  | Month | No. of Months | 6 | 6.5 | 7 | 7.5 | 8
Number | Delivered | Schedule | Enforced On |  | 1 |  | 17% | 17% | 17% | 17% | 17%
1-3 | 3 | 2000-07-30 | 2000-10-30 |  | 2 |  | 16% | 16% | 12% | 12% | 12%
4-6 | 3 | 2000-08-30 | 2000-10-30 |  | 3 |  | 16% | 13% | 12% | 12% | 12%
7-8 | 2 | 2000-09-30 | 2000-10-30 |  | 4 |  | 16% | 16% | 14% | 14% | 14%
9-11 | 3 | 2000-10-30 | 2000-10-30 |  | 5 |  | 17% | 16% | 18% | 13% | 13%
12-13 | 2 | 2000-11-30 | 2000-11-30 |  | 6 |  | 18% | 12% | 12% | 12% | 12%
14-15 | 2 | 2000-12-30 | 2000-12-30 |  | 7 |  | 0% | 10% | 15% | 10% | 10%
16-18 | 3 | 2000-01-30 | 2000-01-30 |  | 8 |  | 0% | 0% | 0% | 10% | 10%
19-20 | 2 | 2001-02-28 | 2001-02-28 |  | 9 |  | 0% | 0% | 0% | 0% | 0%
21-22 | 2 | 2001-03-30 | 2001-03-30 |  | 10 |  | 0% | 0% | 0% | 0% | 0%
23-24 | 2 | 2001-04-30 | 2001-04-30 |  | 11 |  | 0% | 0% | 0% | 0% | 0%
[5 empty] | 12 |  | 0% | 0% | 0% | 0% | 0%
[5 empty] | 13 |  | 0% | 0% | 0% | 0% | 0%
Summary (000$): |  |  |  |  | 14 |  | 0% | 0% | 0% | 0% | 0%
Basis Per Turbine with Enhanced Sprint Option |  |  | 13950 |  | 15 |  | 0% | 0% | 0% | 0% | 0%
Carry Cost Per Turbine |  |  | 289.6163 |  | Sum |  | 100% | 100% | 100% | 100% | 100%
WestLB Structuring, Restructuring & Legal Fees |  |  | 20.8333
Total Price |  |  | 14260.4496