## RESTAKEOUT
ID SUFFIX | RESOURCE TAKEOUT NAME (UNIT_ID) | DEMAND ZONE | LOAD GROUP | CONGESTION ZONE | DESCRIPTION | Comments | Estimated Operation Time
0001 | CONTAN_1_UNIT | CSC1 | CS1 _LG | NP15 | CONTAINER CORP. OF AMERICA
0002 | CSCCOG_1_UNIT 1 | CSC1 | CS1 _LG | NP15 | GENERATOR 148
0003 | CSCGNR_1_UNIT 1 | CSC1 | CS1 _LG | NP15 | GENERATOR 149
0004 | CSCGNR_1_UNIT 2 | CSC1 | CS1 _LG | NP15 | GENERATOR 150
0005 | CSCPRT_1_ANCSVC | CSC1 | CS1 _LG | NP15 | GENERATOR 153
0006 | HONEYL_6_UNIT | LMD1 | LUD1_LG | NP15 | HONEY LAKE POWER CO.
0007 | JLDWEN_6_UNIT | LMD1 | LUD1_LG | NP15 | GENERATOR 355
0008 | LSNCOL_6_UNIT 1 | LMD1 | LUD1_LG | NP15 | GENERATOR 403
0009 | SPSUSN_6_UNIT | LMD1 | LUD1_LG | NP15 | SIERRA PACIFIC INDUSTRIES SUSA
0010 | WN&AMD_6_UNIT 1 | LMD1 | LUD1_LG | NP15 | WINEAGLE
0011 | WN&AMD_6_UNIT 2 | LMD1 | LUD1_LG | NP15 | AMEDLE
0012 | LMDPRT_6_ANCSVC | LMD1 | LUD1_LG | NP15 | GENERATOR 399
0013 | DPDROM_2_UNIT 3 | MID1 | MI1 _LG | NP15 | GENERATOR 182
0014 | MCCLUR_1_UNIT 1 | MID1 | MI1 _LG | NP15 | GENERATOR 413
0015 | MCCLUR_1_UNIT 2 | MID1 | MI1 _LG | NP15 | GENERATOR 414
0016 | N.HGAN_2_UNIT | MID1 | MI1 _LG | NP15 | NEW HOGAN 1, CALAVERAS RIVER CA
0017 | MIDPRT_1_ANCSVC | MID1 | MI1 _LG | NP15 | GENERATOR 429
0018 | BLUFRD_7_UNIT | PGE1 | PGHB_LG | HUMB | GENERATOR 54
0019 | FAIRHV_6_UNIT | PGE1 | PGHB_LG | HUMB | FAIRHAVEN
0020 | HUMBPP_6_MOBLES | PGE1 | PGHB_LG | HUMB | HUMBPP 6 MOBLES
0021 | HUMBPP_7_UNIT 1 | PGE1 | PGHB_LG | HUMB | HUMBOLDT BAY UNIT 1
0022 | HUMBPP_7_UNIT 2 | PGE1 | PGHB_LG | HUMB | HUMBOLDT BAY UNIT 2
0023 | HUMBSB_7_20MVAR | PGE1 | PGHB_LG | HUMB | Humboldt Substation
0024 | KEKAWK_6_UNIT | PGE1 | PGHB_LG | HUMB | KEKAWAKA
0025 | LAPAC_6_UNIT | PGE1 | PGHB_LG | HUMB | GENERATOR 391
0026 | MIL&MT_1_MATHEW | PGE1 | PGHB_LG | HUMB | MATHEWS DAM
0027 | PACLUM_6_UNIT | PGE1 | PGHB_LG | HUMB | PACIFIC LUMBER (HUMBOLDT)
0028 | ULTPBL_6_UNIT 1 | PGE1 | PGHB_LG | HUMB | ULTRA POWER (HUMBOLDT BLUE LAKE)
0029 | HUMBSB_1_QF | PGE1 | PGHB_LG | HUMB | HUMBSB 1 QF
0030 | MILBRA_1_QF | PGE2 | PGP1_LG | SF | MILBRA 1 QF
0031 | MISSIX_1_QF | PGE2 | PGSF_LG | SF | MISSIX 1 QF
0032 | UNTDQF_7_UNITS | PGE2 | PGP1_LG | SF | UNTDQF 7 UNITS
0033 | HUNTER_7_UNIT 1 | PGE2 | PGSF_LG | SF | HUNTERS POINT UNIT 1
0034 | HUNTER_7_UNIT 2 | PGE2 | PGSF_LG | SF | HUNTERS POINT UNIT 2
0035 | HUNTER_7_UNIT 3 | PGE2 | PGSF_LG | SF | HUNTERS POINT UNIT 3
0036 | HUNTER_7_UNIT 4 | PGE2 | PGSF_LG | SF | HUNTERS POINT UNIT 4
0037 | POTRPP_7_UNIT 3 | PGE2 | PGSF_LG | SF | POTRERO UNIT 3
0038 | POTRPP_7_UNIT 4 | PGE2 | PGSF_LG | SF | POTRERO UNIT 4
0039 | POTRPP_7_UNIT 5 | PGE2 | PGSF_LG | SF | POTRERO UNIT 5
0040 | POTRPP_7_UNIT 6 | PGE2 | PGSF_LG | SF | POTRERO UNIT 6
0041 | PALALT_1_LNDFLL | PGE3 | NCP1_LG | NP15 | PALALT 1 LNDFLL
0042 | NCPPRT_7_ANCSVC | PGE3 | NCP1_LG | NP15 | GENERATOR 490
0043 | MOSSLD_1_QF | PGE3 | PGCC_LG | NP15 | MOSSLD 1 QF
0044 | GRSGUD_2_GUADLP | PGE3 | PGDA_LG | NP15 | GAS RECOVERY (GUADALUPE)
0045 | MNTVIS_1_QF | PGE3 | PGDA_LG | NP15 | MNTVIS 1 QF
0046 | MEDOLN_1_QF | PGE3 | PGDI_LG | NP15 | MEDOLN 1 QF
0047 | STOILS_1_UNITS | PGE3 | PGEB_LG | NP15 | STOILS 1 UNITS | REVISED
0048 | WESTLK_1_UNIT 1 | PGE3 | PGEB_LG | NP15 | GENERATOR 782
0049 | CLRMTK_1_QF | PGE3 | PGEB_LG | NP15 | CLRMTK 1 QF
0050 | MCCALL_1_QF | PGE3 | PGF1_LG | NP15 | MCCALL 1 QF
0051 | NEWARK_1_QF | PGE3 | PGMS_LG | NP15 | NEWARK 1 QF
0052 | IGNACO_1_QF | PGE3 | PGNB_LG | NP15 | IGNACO 1 QF
0053 | FULTON_1_QF | PGE3 | PGNC_LG | NP15 | FULTON 1 QF
0054 | HATCR1_7_UNIT | PGE3 | PGNV_LG | NP15 | HAT CREEK 1
0055 | HATCR2_7_UNIT | PGE3 | PGNV_LG | NP15 | HAT CREEK 2
0056 | TKOPWR_2_UNIT | PGE3 | PGNV_LG | NP15 | TKO POWER
0057 | OLSEN_2_UNIT | PGE3 | PGNV_LG | NP15 | OLSEN 2 UNIT
0058 | TBLMTN_6_QF | PGE3 | PGNV_LG | NP15 | TBLMTN 6 QF
0059 | CTNWDP_1_QF | PGE3 | PGNV_LG | NP15 | CTNWDP 1 QF
0060 | SANMAT_1_QF | PGE3 | PGP2_LG | NP15 | GENERATOR 625
0061 | VACADX_1_QF | PGE3 | PGSA_LG | NP15 | VACADX 1 QF
0062 | GOLDHL_1_QF | PGE3 | PGSA_LG | NP15 | GOLDHL 1 QF
0063 | RIOOSO_1_QF | PGE3 | PGSI_LG | NP15 | RIOOSO 1 QF
0064 | SJEMRG_1_UNIT | PGE3 | PGSJ_LG | NP15 | GENERATOR 647
0065 | CURIS_1_QF | PGE3 | PGSN_LG | NP15 | CURIS 1 QF
0066 | COGNAT_1_UNIT | PGE3 | PGST_LG | NP15 | COGEN NATIONAL
0067 | TESLA_1_QF | PGE3 | PGST_LG | NP15 | TESLA 1 QF
0068 | BORDEN_2_QF | PGE3 | PGYO_LG | NP15 | GENERATOR 56
0069 | CRESSY_1_PARKER | PGE3 | PGYO_LG | NP15 | CRESSY 1 PARKER
0070 | CAPMAD_1_UNIT 1 | PGE3 | PGYO_LG | NP15 | CAPCO MADERA
0071 | WAPAT1_2_COTNWD | PGE3 | WAP1_LG | NP15 | GENERATOR 767
0072 | WAPAT2_5_TRACY5 | PGE3 | WAP1_LG | NP15 | GENERATOR 768
0073 | WAPAT3_2_TRACY2 | PGE3 | WAP1_LG | NP15 | GENERATOR 769
0074 | WAPAT4_2_HURLEY | PGE3 | WAP1_LG | NP15 | GENERATOR 770
0075 | WAPAT5_2_ELVRTA | PGE3 | WAP1_LG | NP15 | GENERATOR 771
0076 | WAPAT6_2_WESTLY | PGE3 | WAP1_LG | NP15 | GENERATOR 772
0077 | WAPPRT_5_ANCSVC | PGE3 | WAP1_LG | NP15 | GENERATOR 773
0078 | HOLM_7_UNIT 1 | PGE3 | CSF1_LG | NP15 | GENERATOR 326
0079 | HOLM_7_UNIT 2 | PGE3 | CSF1_LG | NP15 | GENERATOR 327
0080 | KIRKWD_2_UNIT 3 | PGE3 | CSF1_LG | NP15 | GENERATOR 380
0081 | KIRKWD_7_UNIT 1 | PGE3 | CSF1_LG | NP15 | GENERATOR 381
0082 | KIRKWD_7_UNIT 2 | PGE3 | CSF1_LG | NP15 | GENERATOR 382
0083 | MOCCPH_7_UNIT 1 | PGE3 | CSF1_LG | NP15 | GENERATOR 442
0084 | MOCCPH_7_UNIT 2 | PGE3 | CSF1_LG | NP15 | GENERATOR 443
0085 | BOTRCK_7_UNIT 1 | PGE3 | CWR1_LG | NP15 | GENERATOR 60
0086 | DELTSW_2_PUMP | PGE3 | CWR1_LG | NP15 | GENERATOR 165
0087 | DOSMGO_2_PUMP | PGE3 | CWR1_LG | NP15 | GENERATOR 179
0088 | HYTTHM_2_UNITS | PGE3 | CWR1_LG | NP15 | GENERATOR 338
0089 | PINFLT_7_UNITS | PGE3 | CWR1_LG | NP15 | Pine Flat 1, Kings River CA
0090 | SLUISP_2_UNITS | PGE3 | CWR1_LG | NP15 | GENERATOR 648
0091 | ALMEGT_1_UNIT 1 | PGE3 | NCP1_LG | NP15 | GENERATOR 13
0092 | ALMEGT_1_UNIT 2 | PGE3 | NCP1_LG | NP15 | GENERATOR 14
0093 | COLVIL_7_UNIT 1 | PGE3 | NCP1_LG | NP15 | GENERATOR 130
0094 | COLVIL_7_UNIT 2 | PGE3 | NCP1_LG | NP15 | GENERATOR 131
0095 | LODI25_2_UNIT 1 | PGE3 | NCP1_LG | NP15 | Lodi CC 1, Lodi CA
0096 | NCPA_7_GP1UN1 | PGE3 | NCP1_LG | NP15 | GENERATOR 486
0097 | NCPA_7_GP1UN2 | PGE3 | NCP1_LG | NP15 | GENERATOR 487
0098 | NCPA_7_GP2UN3 | PGE3 | NCP1_LG | NP15 | GENERATOR 488
0099 | NCPA_7_GP2UN4 | PGE3 | NCP1_LG | NP15 | GENERATOR 489
0100 | ROSVIL_2_SRPC | PGE3 | NCP1_LG | NP15 | GENERATOR 619 | Expired 1/1/00
0101 | SPICER_1_UNIT 1 | PGE3 | NCP1_LG | NP15 | GENERATOR 675
0102 | STIGCT_2_LODI | PGE3 | NCP1_LG | NP15 | GENERATOR 688
0103 | BASICE_2_UNITS | PGE3 | PGCC_LG | NP15 | BASICE 2 UNITS
0104 | CASASL_2_UNIT 1 | PGE3 | PGCC_LG | NP15 | GENERATOR 89
0105 | CHAMIN_1_UNIT 1 | PGE3 | PGCC_LG | NP15 | GENERATOR 96
0106 | CHAMIN_1_UNIT 2 | PGE3 | PGCC_LG | NP15 | CHAMINAD UNIT 2
0107 | CHAMIN_1_UNIT 3 | PGE3 | PGCC_LG | NP15 | GENERATOR 98
0108 | MONTER_1_MARINA | PGE3 | PGCC_LG | NP15 | MARINA LANDFILL
0109 | MOSSLD_7_UNIT 1 | PGE3 | PGCC_LG | NP15 | GENERATOR 458
0110 | MOSSLD_7_UNIT 2 | PGE3 | PGCC_LG | NP15 | GENERATOR 459
0111 | MOSSLD_7_UNIT 3 | PGE3 | PGCC_LG | NP15 | GENERATOR 460
0112 | MOSSLD_7_UNIT 4 | PGE3 | PGCC_LG | NP15 | GENERATOR 461
0113 | MOSSLD_7_UNIT 5 | PGE3 | PGCC_LG | NP15 | GENERATOR 462
0114 | MOSSLD_7_UNIT 6 | PGE3 | PGCC_LG | NP15 | MOSS LANDING UNIT 6
0115 | MOSSLD_7_UNIT 7 | PGE3 | PGCC_LG | NP15 | MOSS LANDING UNIT 7
0116 | MTRYGA_1_UNIT 1 | PGE3 | PGCC_LG | NP15 | GENERATOR 472
0117 | NACMTO_2_UNIT | PGE3 | PGCC_LG | NP15 | GENERATOR 478
0118 | PLESSL_1_UNIT | PGE3 | PGCC_LG | NP15 | PLES (CRAZY HORSE)
0119 | SALIRV_2_UNIT | PGE3 | PGCC_LG | NP15 | SALINAS RIVER COGEN. CO.
0120 | SARGNT_2_UNIT | PGE3 | PGCC_LG | NP15 | SARGENT CANYON COGEN. CO.
0121 | SOLDAD_1_SLDPRS | PGE3 | PGCC_LG | NP15 | SOLIDAD PRISON
0122 | SUNNY_1_UNIT | PGE3 | PGCC_LG | NP15 | SUNNY SIDE
0123 | WATSON_1_CICCOG | PGE3 | PGCC_LG | NP15 | WATSONVILLE CIC COGEN | CALPINE MONTEREY COGEN INC.
0124 | GRSMTV_1_MTNVEW | PGE3 | PGDA_LG | NP15 | GAS RECOVERY(MOUNTAINVIEW)
0125 | ALTENG_2_UNIT 1 | PGE3 | PGDI_LG | NP15 | ALTAMONT MIDWAY LTD. UNIT 1
0126 | ALTENG_2_UNIT 2 | PGE3 | PGDI_LG | NP15 | ALTAMONT MIDWAY LTD. UNIT 2
0127 | CHEVCP_2_UNIT 1 | PGE3 | PGDI_LG | NP15 | CHEVRON COMPUTER CENTER
0128 | COCOPP_7_UNIT 1 | PGE3 | PGDI_LG | NP15 | GENERATOR 116
0129 | COCOPP_7_UNIT 2 | PGE3 | PGDI_LG | NP15 | GENERATOR 117
0130 | COCOPP_7_UNIT 3 | PGE3 | PGDI_LG | NP15 | GENERATOR 118
0131 | COCOPP_7_UNIT 4 | PGE3 | PGDI_LG | NP15 | Contra Costa Unit
0132 | COCOPP_7_UNIT 5 | PGE3 | PGDI_LG | NP15 | Contra Costa Unit
0133 | COCOPP_7_UNIT 6 | PGE3 | PGDI_LG | NP15 | CONTRA COSTA UNIT 6
0134 | COCOPP_7_UNIT 7 | PGE3 | PGDI_LG | NP15 | CONTRA COSTA UNIT 7
0135 | DLTAD_1_UNIT 1 | PGE3 | PGDI_LG | NP15 | GENERATOR 177
0136 | DOWCHM_1_UNITS | PGE3 | PGDI_LG | NP15 | DOWCHM 1 UNITS
0137 | FIBRBD_7_UNITS | PGE3 | PGDI_LG | NP15 | GENERATOR 237
0138 | FOSTER_2_UNITS | PGE3 | PGDI_LG | NP15 | FOSTER 2 UNITS
0139 | GAYCRZ_1_UNIT 1 | PGE3 | PGDI_LG | NP15 | GAYLORD
0140 | GWFPW1_6_UNIT | PGE3 | PGDI_LG | NP15 | GWF POWER SYSTEMS INC. UNIT 1
0141 | GWFPW2_1_UNIT 1 | PGE3 | PGDI_LG | NP15 | GWF POWER SYSTEMS INC. UNIT 2
0142 | GWFPW3_1_UNIT 1 | PGE3 | PGDI_LG | NP15 | GWF POWER SYSTEMS INC. UNIT 3
0143 | GWFPW4_6_UNIT 1 | PGE3 | PGDI_LG | NP15 | GWF POWER SYSTEMS INC. UNIT 4
0144 | GWFPW5_6_UNIT 1 | PGE3 | PGDI_LG | NP15 | GWF POWER SYSTEMS INC. UNIT 5
0145 | IMHOFF_1_UNIT 1 | PGE3 | PGDI_LG | NP15 | GENERATOR 342
0146 | JVENTR_2_UNIT 1 | PGE3 | PGDI_LG | NP15 | JV ENTERPRISES
0147 | MORAGA_7_1 48MV | PGE3 | PGDI_LG | NP15 | Moraga Substation
0148 | MORAGA_7_2 48MV | PGE3 | PGDI_LG | NP15 | Moraga Substation
0149 | MORAGA_7_3 48MV | PGE3 | PGDI_LG | NP15 | Moraga Substation
0150 | PITTSP_7_UNIT 1 | PGE3 | PGDI_LG | NP15 | PITTSBURG UNIT 1
0151 | PITTSP_7_UNIT 2 | PGE3 | PGDI_LG | NP15 | PITTSBURG UNIT 2
0152 | PITTSP_7_UNIT 3 | PGE3 | PGDI_LG | NP15 | PITTSBURG UNIT 3
0153 | PITTSP_7_UNIT 4 | PGE3 | PGDI_LG | NP15 | PITTSBURG UNIT 4
0154 | PITTSP_7_UNIT 5 | PGE3 | PGDI_LG | NP15 | PITTSBURG UNIT 5
0155 | PITTSP_7_UNIT 6 | PGE3 | PGDI_LG | NP15 | PITTSBURG UNIT 6
0156 | PITTSP_7_UNIT 7 | PGE3 | PGDI_LG | NP15 | PITTSBURG UNIT 7
0157 | SHELRF_1_UNITS | PGE3 | PGDI_LG | NP15 | SHELRF 1 UNITS
0158 | STAUFF_1_UNIT | PGE3 | PGDI_LG | NP15 | STAUFER
0159 | WNDMAS_2_UNIT 1 | PGE3 | PGDI_LG | NP15 | WINDMASTER
0160 | CROKET_7_UNIT | PGE3 | PGEB_LG | NP15 | CROCKET COGEN
0161 | EBMUD_1_UNIT 1 | PGE3 | PGEB_LG | NP15 | EAST BAY M.U.D.
0162 | NOVINV_1_RICHMD | PGE3 | PGEB_LG | NP15 | NOVE INVESTMENTS
0163 | OAK C_7_UNIT 1 | PGE3 | PGEB_LG | NP15 | OAKLAND STATION C JET TURBINE UN
0164 | OAK C_7_UNIT 2 | PGE3 | PGEB_LG | NP15 | OAKLAND STATION C JET TURBINE UN
0165 | OAK C_7_UNIT 3 | PGE3 | PGEB_LG | NP15 | OAKLAND STATION C JET TURBINE UN
0166 | OLS_1_UNIT | PGE3 | PGEB_LG | NP15 | UNIVERITY OF CAL
0167 | UNCHEM_1_UNIT | PGE3 | PGEB_LG | NP15 | UNION CHEMICAL(UNION OIL)
0168 | UNOCAL_1_UNITS | PGE3 | PGEB_LG | NP15 | UNOCAL 1 UNITS
0169 | AGRICO_7_UNIT | PGE3 | PGFI_LG | NP15 | GENERATOR 3
0170 | BALCHS_7_UNIT 1 | PGE3 | PGFI_LG | NP15 | BALCH 1 #1, N.F. KINGS RIVER, CA
0171 | BALCHS_7_UNIT 2 | PGE3 | PGFI_LG | NP15 | BALCH 2 #2, N.F. KINGS RIVER, CA
0172 | BALCHS_7_UNIT 3 | PGE3 | PGFI_LG | NP15 | BALCH 3 #3, N.F. KINGS RIVER, CA
0173 | CHEVCO_6_UNIT 1 | PGE3 | PGFI_LG | NP15 | CHEVRON COALINGA UNIT 1
0174 | CHEVCO_6_UNIT 2 | PGE3 | PGFI_LG | NP15 | CHEVRON COALINGA UNIT 2
0175 | COLGA1_6_SHELLW | PGE3 | PGFI_LG | NP15 | COALINGA COGENERATION CO.
0176 | CRNEVL_6_CRNVA | PGE3 | PGFI_LG | NP15 | CRANE VALLEY
0177 | CRNEVL_6_SJQN 2 | PGE3 | PGFI_LG | NP15 | SAN JOAQUIN 2
0178 | CRNEVL_6_SJQN 3 | PGE3 | PGFI_LG | NP15 | SAN JOAQUIN 3
0179 | DINUBA_6_UNIT | PGE3 | PGFI_LG | NP15 | GENERATOR 172
0180 | FLANDF_1_UNIT 1 | PGE3 | PGFI_LG | NP15 | FRESNO COGENERATION CORPERATION
0181 | FRIANT_6_UNITS | PGE3 | PGFI_LG | NP15 | FRIANT 6 UNITS
0182 | GWFPWR_6_UNIT | PGE3 | PGFI_LG | NP15 | GWF HANDFORD
0183 | HAASPH_7_UNIT 1 | PGE3 | PGFI_LG | NP15 | HAAS 1, N.F. KINGS RIVER CA
0184 | HAASPH_7_UNIT 2 | PGE3 | PGFI_LG | NP15 | GENERATOR 290
0185 | HELMPG_7_UNIT 1 | PGE3 | PGFI_LG | NP15 | HELMS PUMPED STORAGE UNIT 1
0186 | HELMPG_7_UNIT 2 | PGE3 | PGFI_LG | NP15 | HELMS PUMPED STORAGE UNIT 2
0187 | HELMPG_7_UNIT 3 | PGE3 | PGFI_LG | NP15 | HELMS PUMPED STORAGE UNIT 3
0188 | HERNDN_7_40MVAR | PGE3 | PGF1_LG | NP15 | Hernden Substation
0189 | HERNDN_7_44MVAR | PGE3 | PGF1_LG | NP15 | Hernden Substation
0190 | KGSIPH_6_UNIT 1 | PGE3 | PGFI_LG | NP15 | GENERATOR 375
0191 | KINGCO_1_KINGBR | PGE3 | PGFI_LG | NP15 | KINGSBURG
0192 | KINGRV_7_UNIT 1 | PGE3 | PGFI_LG | NP15 | KINGS RIVER UNIT 1
0193 | MCCALL_7_1 48MV | PGE3 | PGFI_LG | NP15 | Maccall Substation
0194 | MCCALL_7_2 48MV | PGE3 | PGFI_LG | NP15 | Maccall Substation
0195 | RIOQF_6_OLCESE | PGE3 | PGFI_LG | NP15 | ULTRA POWER (RIOBARAVO)
0196 | SGREGY_6_SANGER | PGE3 | PGFI_LG | NP15 | SANGER COGEN | DYNAMIS COGEN
0197 | ST.AGN_1_UNIT 1 | PGE3 | PGFI_LG | NP15 | ST. AGNES
0198 | TXCOAL_6_UNIT | PGE3 | PGFI_LG | NP15 | GENERATOR 719
0199 | ULTPFR_1_UNIT 1 | PGE3 | PGFI_LG | NP15 | GENERATOR 727
0200 | WISHON_6_UNITS | PGE3 | PGFI_LG | NP15 | WISHON 6 UNITS
0201 | LASPOS_6_FLOWND | PGE3 | PGMS_LG | NP15 | FLOWIND PARTNERS 1
0202 | LASPOS_6_USWIND | PGE3 | PGMS_LG | NP15 | US WIND POWER #1
0203 | LFC 51_2_UNIT 1 | PGE3 | PGMS_LG | NP15 | ADDLIN (LFC) | PATTERSON PASS WIND FARM LLC
0204 | LVRMRE_6_UNIT | PGE3 | PGMS_LG | NP15 | GENERATOR 406
0205 | NEWARK_7_12.5MV | PGE3 | PGMS_LG | NP15 | Newark Substation
0206 | NEWARK_7_15MVAR | PGE3 | PGMS_LG | NP15 | Newark Substation
0207 | NEWARK_7_24MVAR | PGE3 | PGMS_LG | NP15 | Newark Substation
0208 | NEWARK_7_26MVAR | PGE3 | PGMS_LG | NP15 | Newark Substation
0209 | NEWARK_7_40MVAR | PGE3 | PGMS_LG | NP15 | Newark Substation
0210 | SEAWST_6_LAPOS | PGE3 | PGMS_LG | NP15 | SEA WEST ENERGY
0211 | USWND1_2_UNITS | PGE3 | PGMS_LG | NP15 | US WIND POWER#1(WALKER)
0212 | ZOND_6_UNIT | PGE3 | PGMS_LG | NP15 | ZOND WINDSYSTEMS INC.
0213 | GRSAMR_1_AMER | PGE3 | PGNB_LG | NP15 | GAS RECOVERY(AMERICA CANYON)
0214 | MONTPH_7_UNITS | PGE3 | PGNB_LG | NP15 | GENERATOR 451
0215 | NAPA_2_UNIT | PGE3 | PGNB_LG | NP15 | NAPA HOSPITAL
0216 | YONTVL_1_UNIT | PGE3 | PGNB_LG | NP15 | YOUNTIVILLE
0217 | ADLIN_1_UNIT 1 | PGE3 | PGNC_LG | NP15 | GEOTHERMAL ENERGY PARTNERS UNIT
0218 | ADLIN_1_UNIT 2 | PGE3 | PGNC_LG | NP15 | GEOTHERMAL ENERGY PARTNERS UNIT
0219 | BEARCN_2_UNIT 1 | PGE3 | PGNC_LG | NP15 | BEAR CANYON UNIT 1
0220 | BEARCN_2_UNIT 2 | PGE3 | PGNC_LG | NP15 | BEAR CANYON UNIT 1
0221 | CARBOU_6_OAKFLT | PGE3 | PGNC_LG | NP15 | OAK FLAT
0222 | CLRLAK_1_UNIT | PGE3 | PGNC_LG | NP15 | CLEAR LAKE UNIT 1 | YOLO COUNTY FLOOD & WCD
0223 | FULTON_7_20MVAR | PGE3 | PGNC_LG | NP15 | Fulton Substation
0224 | GERGPF_6_UNIT | PGE3 | PGNC_LG | NP15 | GEORGIA PACIFIC(FORT BRAGG)
0225 | GEYS11_7_UNIT11 | PGE3 | PGNC_LG | NP15 | GEYSERS UNIT 11 (HEALDSBURG)
0226 | GEYS12_7_UNIT12 | PGE3 | PGNC_LG | NP15 | GEYSERS UNIT 12 (HEALDSBURG)
0227 | GEYS13_7_UNIT13 | PGE3 | PGNC_LG | NP15 | GEYSERS UNIT 13 (HEALDSBURG)
0228 | GEYS14_7_UNIT14 | PGE3 | PGNC_LG | NP15 | GEYSERS UNIT 14 (HEALDSBURG)
0229 | GEYS16_7_UNIT16 | PGE3 | PGNC_LG | NP15 | GEYSERS UNIT 16 (HEALDSBURG)
0230 | GEYS17_7_UNIT17 | PGE3 | PGNC_LG | NP15 | GEYSERS UNIT 17 (HEALDSBURG)
0231 | GEYS18_7_UNIT18 | PGE3 | PGNC_LG | NP15 | GEYSERS UNIT 18 (HEALDSBURG)
0232 | GEYS20_7_UNIT20 | PGE3 | PGNC_LG | NP15 | GEYSERS UNIT 20 (HEALDSBURG)
0233 | GYS5X6_7_UNITS | PGE3 | PGNC_LG | NP15 | GYS5X6 7 UNITS
0234 | GYS7X8_7_UNITS | PGE3 | PGNC_LG | NP15 | GYS7X8 7 UNITS
0235 | GYS910_7_UNITS | PGE3 | PGNC_LG | NP15 | GYS910 7 UNITS
0236 | HAMMKN_6_UNITS | PGE3 | PGNC_LG | NP15 | HAMMKN 6 UNITS
0237 | INDVLY_1_UNITS | PGE3 | PGNC_LG | NP15 | INDVLY 1 UNITS
0238 | POTTER_6_UNITS | PGE3 | PGNC_LG | NP15 | POTTER 6 UNITS
0239 | SANTFG_7_UNITS | PGE3 | PGNC_LG | NP15 | SANTFG 7 UNITS
0240 | SONOMA_6_UNIT | PGE3 | PGNC_LG | NP15 | SONOMA COUNTY LAND FILL
0241 | W.SPRG_6_UNIT 1 | PGE3 | PGNC_LG | NP15 | WARM SPRINGS DAM 1, LAKE SONOMA
0242 | WDFRDF_2_UNITS | PGE3 | PGNC_LG | NP15 | WDFRDF 2 UNITS
0243 | BAILY+_2_UNITS | PGE3 | PGNV_LG | NP15 | BAILY+ 2 UNITS
0244 | BELDEN_7_UNIT 1 | PGE3 | PGNV_LG | NP15 | BELDEN 1, N.F. FEATHER RIVER CA
0245 | BIGVAL_6_UNIT | PGE3 | PGNV_LG | NP15 | BIG VALLEY LUMBER
0246 | BLACK_7_UNIT 1 | PGE3 | PGNV_LG | NP15 | JAMES B. BLACK 1
0247 | BLACK_7_UNIT 2 | PGE3 | PGNV_LG | NP15 | JAMES B. BLACK 2
0248 | BLCKBT_2_STONEY | PGE3 | PGNV_LG | NP15 | Black Butte 1, Stoney Creek CA
0249 | BUCKCK_7_UNIT 1 | PGE3 | PGNV_LG | NP15 | BUCKS CREEK 1, N.F. FEATHER R CA
0250 | BUCKCK_7_UNIT 2 | PGE3 | PGNV_LG | NP15 | GENERATOR 64
0251 | BURNYF_2_UNIT 1 | PGE3 | PGNV_LG | NP15 | BURNEY FOREST PRODUCTS UNIT 1
0252 | BUTTVL_7_UNIT 1 | PGE3 | PGNV_LG | NP15 | BUTT VALLEY 1, N.F. FEATHER R CA
0253 | CARBOU_7_UNIT 1 | PGE3 | PGNV_LG | NP15 | CARIBOU 1 #1, N.F. FEATHER R CA
0254 | CARBOU_7_UNIT23 | PGE3 | PGNV_LG | NP15 | CARBOU 7 UNIT23
0255 | CARBOU_7_UNIT 4 | PGE3 | PGNV_LG | NP15 | GENERATOR 83
0256 | CARBOU_7_UNIT 5 | PGE3 | PGNV_LG | NP15 | GENERATOR 84
0257 | CEDRFL_1_BIGCRK | PGE3 | PGNV_LG | NP15 | CEDER FLATS (BIG CREEK) UNIT 1?
0258 | CLOVER_2_UNIT | PGE3 | PGNV_LG | NP15 | CLOVER CREEK(MEGA HYDRO)
0259 | CLRKRD_6_COALCN | PGE3 | PGNV_LG | NP15 | GENERATOR 111
0260 | CLRKRD_6_LIMESD | PGE3 | PGNV_LG | NP15 | GENERATOR 112
0261 | CNTRVL_6_UNIT | PGE3 | PGNV_LG | NP15 | CENTERVILLE 1, BIG BUTTE CR CA
0262 | COLEMN_2_UNIT | PGE3 | PGNV_LG | NP15 | COLEMAN 1, BATTLE CREEK CA
0263 | COLPIN_6_COLLNS | PGE3 | PGNV_LG | NP15 | COLLINS PINE
0264 | COWCRK_2_UNIT | PGE3 | PGNV_LG | NP15 | GENERATOR 138
0265 | CRESTA_7_UNIT 1 | PGE3 | PGNV_LG | NP15 | CRESTA 1, N.F. FEATHER RIVER CA
0266 | CRESTA_7_UNIT 2 | PGE3 | PGNV_LG | NP15 | GENERATOR 141
0267 | CSCHYD_2_UNIT 1 | PGE3 | PGNV_LG | NP15 | GENERATOR 151
0268 | CSCHYD_2_UNIT 2 | PGE3 | PGNV_LG | NP15 | GENERATOR 152
0269 | DEADCK_1_DEADWD | PGE3 | PGNV_LG | NP15 | GENERATOR 162
0270 | DSABLA_7_UNIT | PGE3 | PGNV_LG | NP15 | GENERATOR 190
0271 | FORBST_7_UNIT 1 | PGE3 | PGNV_LG | NP15 | FORBESTOWN 1, S.F. FEATHER RIVER
0272 | FORKBU_6_UNIT | PGE3 | PGNV_LG | NP15 | FORKS OF BUTTE | ENERGY GROWTH PARTNERS I
0273 | FRUTG+_2_UNIT 1 | PGE3 | PGNV_LG | NP15 | GENERATOR 247
0274 | FRUTG+_2_UNIT 2 | PGE3 | PGNV_LG | NP15 | GENERATOR 248
0275 | GERBER_2_UNIT 1 | PGE3 | PGNV_LG | NP15 | GENERATOR 256
0276 | GRIZLY_1_UNIT 1 | PGE3 | PGNV_LG | NP15 | GRIZZLY 1, GRIZZLEY FOREBAY CA
0277 | HATCH+_1_HATCHT | PGE3 | PGNV_LG | NP15 | HATCHET CREEK
0278 | HATCH+_1_LOSTCK | PGE3 | PGNV_LG | NP15 | MONTGOMERY CREEK
0279 | HATCH+_1_ROARNG | PGE3 | PGNV_LG | NP15 | ROARING CREEK
0280 | HATCH+_2_COVERD | PGE3 | PGNV_LG | NP15 | HIGHLAND COVE | SNOW MOUNTAIN HYDRO LLC (BURNEY CREEK)
0281 | HATLOS_6_UNIT 1 | PGE3 | PGNV_LG | NP15 | HATLOS?
0282 | HATLOS_6_UNIT 2 | PGE3 | PGNV_LG | NP15 | HATLOS?
0283 | HATLOS_6_UNIT 3 | PGE3 | PGNV_LG | NP15 | HATLOS?
0284 | HATLOS_6_UNIT 4 | PGE3 | PGNV_LG | NP15 | HATLOS?
0285 | HMLTBR_6_UNITS | PGE3 | PGNV_LG | NP15 | GENERATOR 320
0286 | INSKIP_2_UNIT | PGE3 | PGNV_LG | NP15 | INSKIP 1, BATTLE CREEK CA
0287 | JESSUP_1_HUDSON | PGE3 | PGNV_LG | NP15 | NOT IN DATABASE AND NO GENERATOR
0288 | KANAKA_1_UNIT | PGE3 | PGNV_LG | NP15 | KANAKA
0289 | KELYRG_6_UNIT | PGE3 | PGNV_LG | NP15 | KELLY RIDGE 1, S.F. FEATHER R CA
0290 | KILARC_2_UNIT 1 | PGE3 | PGNV_LG | NP15 | GENERATOR 377
0291 | KOPPRS_1_UNIT | PGE3 | PGNV_LG | NP15 | KOPPERS?
0292 | LWRCMP_2_UNIT 1 | PGE3 | PGNV_LG | NP15 | GENERATOR 407
0293 | MALCHQ_7_UNIT 1 | PGE3 | PGNV_LG | NP15 | MALACHA HYDRO L.P.
0294 | MTNLAS_6_UNIT | PGE3 | PGNV_LG | NP15 | MT LASSEN POWER
0295 | MTNPWR_7_BURNEY | PGE3 | PGNV_LG | NP15 | MTN. POWER #1(BURNEY)
0296 | OROVIL_6_UNIT | PGE3 | PGNV_LG | NP15 | OROVILLE ENERGY
0297 | PACORO_6_UNIT | PGE3 | PGNV_LG | NP15 | PACIFIC OROVILLE POWER INC.
0298 | PBUNYN_2_UNIT 1 | PGE3 | PGNV_LG | NP15 | GENERATOR 530
0299 | PIT1_7_UNIT 1 | PGE3 | PGNV_LG | NP15 | PIT 1 UNIT 1
0300 | PIT1_7_UNIT 2 | PGE3 | PGNV_LG | NP15 | PIT 1 UNIT 2
0301 | PIT3_7_UNIT 1 | PGE3 | PGNV_LG | NP15 | PIT 3 UNIT 1
0302 | PIT3_7_UNIT 2 | PGE3 | PGNV_LG | NP15 | GENERATOR 537
0303 | PIT3_7_UNIT 3 | PGE3 | PGNV_LG | NP15 | GENERATOR 538
0304 | PIT4_7_UNIT 1 | PGE3 | PGNV_LG | NP15 | PIT 4 UNIT 1
0305 | PIT4_7_UNIT 2 | PGE3 | PGNV_LG | NP15 | GENERATOR 540
0306 | PIT5_7_UNIT 1 | PGE3 | PGNV_LG | NP15 | PIT 5 UNIT 1
0307 | PIT5_7_UNIT 2 | PGE3 | PGNV_LG | NP15 | GENERATOR 542
0308 | PIT5_7_UNIT 3 | PGE3 | PGNV_LG | NP15 | PIT 5 UNIT 3
0309 | PIT5_7_UNIT 4 | PGE3 | PGNV_LG | NP15 | GENERATOR 544
0310 | PIT5QF_2_NELSON | PGE3 | PGNV_LG | NP15 | PIT5QF 2 NELSON
0311 | PIT6_7_UNIT 1 | PGE3 | PGNV_LG | NP15 | PIT 6 UNIT 1
0312 | PIT6_7_UNIT 2 | PGE3 | PGNV_LG | NP15 | PIT 6 UNIT 2
0313 | PIT7_7_UNIT 1 | PGE3 | PGNV_LG | NP15 | PIT 7 UNIT 1
0314 | PIT7_7_UNIT 2 | PGE3 | PGNV_LG | NP15 | PIT 7 UNIT 2
0315 | POEPH_7_UNIT 1 | PGE3 | PGNV_LG | NP15 | POE 1, N.F. FEATHER RIVER CA
0316 | POEPH_7_UNIT 2 | PGE3 | PGNV_LG | NP15 | POE 2, N.F. FEATHER RIVER CA
0317 | RCKCRK_7_UNIT 1 | PGE3 | PGNV_LG | NP15 | ROCK CREEK 1, N.F. FEATHER R CA
0318 | RCKCRK_7_UNIT 2 | PGE3 | PGNV_LG | NP15 | ROCK CREEK 2, N.F. FEATHER R CA
0319 | SLYCRK_1_UNIT 1 | PGE3 | PGNV_LG | NP15 | SLY CREEK 1, CHALLENGE CA
0320 | SMPAND_7_UNIT | PGE3 | PGNV_LG | NP15 | SIMPSON PAPER (ANDERSON) | WHEELABRATOR LASSEN INC.
0321 | SOUTH_2_UNIT | PGE3 | PGNV_LG | NP15 | SOUTH 1, BATTLE CREEK CA
0322 | SP MIL_1_UNIT | PGE3 | PGNV_LG | NP15 | GENERATOR 670
0323 | SPBURN_2_UNIT 1 | PGE3 | PGNV_LG | NP15 | SIERRA PACIFIC IND. (BURNEY)
0324 | SPIHAY_1_UNIT | PGE3 | PGNV_LG | NP15 | SIERRA PACIFIC IND. (HAYFORK)
0325 | SPQUIN_6_SRPCQU | PGE3 | PGNV_LG | NP15 | SIERRA PACIFIC IND. (QUINCY)
0326 | TOADTW_6_UNIT | PGE3 | PGNV_LG | NP15 | TOAD TOWN
0327 | V.RNCH_2_UNIT 1 | PGE3 | PGNV_LG | NP15 | GENERATOR 743
0328 | VOLTA_2_UNIT 1 | PGE3 | PGNV_LG | NP15 | GENERATOR 758
0329 | VOLTA_2_UNIT 2 | PGE3 | PGNV_LG | NP15 | GENERATOR 759
0330 | WDLEAF_7_UNIT 1 | PGE3 | PGNV_LG | NP15 | WOODLEAF 1, S.F. FEATHER RIVER
0331 | WEABKR_7_UNIT | PGE3 | PGNV_LG | NP15 | WEABAKER
0332 | WEBRFL_1_UNIT 1 | PGE3 | PGNV_LG | NP15 | WEBER FALLS?
0333 | WSENGY_1_UNIT 1 | PGE3 | PGNV_LG | NP15 | ROSEBERG?
0334 | CARDCG_1_UNITS | PGE3 | PGP2_LG | NP15 | CARDCG 1 UNITS
0335 | GRSMNL_1_MENLO | PGE3 | PGP2_LG | NP15 | GAS RECOVERY -- MENLO
0336 | S.R.I._2_UNIT | PGE3 | PGP2_LG | NP15 | SRI INTERNATIONAL
0337 | SANMAT_7_1 33MV | PGE3 | PGP2_LG | NP15 | San Mateo Substation
0338 | SANMAT_7_2 48MV | PGE3 | PGP2_LG | NP15 | San Mateo Substation
0339 | SANMAT_7_3 48MV | PGE3 | PGP2_LG | NP15 | San Mateo Substation
0340 | SHREDR_1_PYROSL | PGE3 | PGP2_LG | NP15 | GENERATOR 644
0341 | AMRGAS_1_AMRGAS | PGE3 | PGSA_LG | NP15 | GENERATOR 17
0342 | BIOMAS_1_UNIT 1 | PGE3 | PGSA_LG | NP15 | WOODLAND BIOMASS
0343 | BRIGHT_7_20MVAR | PGE3 | PGSA_LG | NP15 | BRIGHTON STATION
0344 | CTYFAI_1_UNITS | PGE3 | PGSA_LG | NP15 | CTYFAI 1 UNITS
0345 | PALMRC_1_YOLOLF | PGE3 | PGSA_LG | NP15 | GENERATOR 523
0346 | POPPY_2_UNIT | PGE3 | PGSA_LG | NP15 | GENERATOR 562
0347 | PROCTR_7_UNIT 1 | PGE3 | PGSA_LG | NP15 | PROCTER AND GAMBLE (PG AND E)
0348 | RIVDLT_1_UNIT | PGE3 | PGSA_LG | NP15 | GENERATOR 616
0349 | UCDAVS_1_UNIT | PGE3 | PGSA_LG | NP15 | GENERATOR 723
0350 | USWNDR_2_UNITS | PGE3 | PGSA_LG | NP15 | US WIND POWER(RUSSELL)
0351 | WADHAM_6_UNIT | PGE3 | PGSA_LG | NP15 | WADHAM
0352 | BOWMN_6_UNIT | PGE3 | PGSI_LG | NP15 | BOWMAN
0353 | CAMPFW_7_FARWST | PGE3 | PGSI_LG | NP15 | GENERATOR 76
0354 | CHICPK_7_UNIT 1 | PGE3 | PGSI_LG | NP15 | CHICAGO PARK 1, BEAR RIVER CA
0355 | COLGAT_7_UNIT 1 | PGE3 | PGSI_LG | NP15 | COLGATE 1 N.F. YUBA RIVER CA
0356 | COLGAT_7_UNIT 2 | PGE3 | PGSI_LG | NP15 | COLGATE 2 N.F. YUBA RIVER CA
0357 | DEERCR_6_UNIT 1 | PGE3 | PGSI_LG | NP15 | DEER CREEK
0358 | DRUM_6_ALTA | PGE3 | PGSI_LG | NP15 | ALTA PH
0359 | DRUM_7_UNIT12 | PGE3 | PGSI_LG | NP15 | DRUM 7 UNIT12
0360 | DRUM_7_UNIT34 | PGE3 | PGSI_LG | NP15 | DRUM 7 UNIT34
0361 | DRUM_7_UNIT 5 | PGE3 | PGSI_LG | NP15 | DRUM 2 UNIT 1, BEAR RIVER CA
0362 | DUTCH1_7_UNIT 1 | PGE3 | PGSI_LG | NP15 | DUTCH FLAT 1, BEAR RIVER CA
0363 | DUTCH2_7_UNIT 1 | PGE3 | PGSI_LG | NP15 | DUTCH FLAT 2, BEAR RIVER CA
0364 | EFFR_1_UNITS | PGE3 | PGSI_LG | NP15 | GENERATOR 199
0365 | ELDORO_7_UNIT 1 | PGE3 | PGSI_LG | NP15 | GENERATOR 201
0366 | ELDORO_7_UNIT 2 | PGE3 | PGSI_LG | NP15 | GENERATOR 202
0367 | FMEADO_7_UNIT | PGE3 | PGSI_LG | NP15 | FRENCH MEADOWS 1, RUBICON RIVER
0368 | GRNLF1_1_UNIT 1 | PGE3 | PGSI_LG | NP15 | GREEN LEAF UNIT 1
0369 | GRNLF2_1_UNIT | PGE3 | PGSI_LG | NP15 | GREEN LEAF UNIT 2
0370 | HALSEY_6_UNIT | PGE3 | PGSI_LG | NP15 | HALSEY 1, BEAR RIVER CA
0371 | HAYPRS_6_UNIT 1 | PGE3 | PGSI_LG | NP15 | HAYPRESS UNIT 1
0372 | HAYPRS_6_UNIT 2 | PGE3 | PGSI_LG | NP15 | HAYPRESS UNIT 2
0373 | HELLHL_6_UNIT | PGE3 | PGSI_LG | NP15 | GENERATOR 308
0374 | HIGGNS_1_NID&HE | PGE3 | PGSI_LG | NP15 | GENERATOR 313
0375 | MIDFRK_7_UNIT 1 | PGE3 | PGSI_LG | NP15 | MIDDLE FORK 1, M.F. AMERICAN R
0376 | MIDFRK_7_UNIT 2 | PGE3 | PGSI_LG | NP15 | MIDDLE FORK 2, M.F. AMERICAN R
0377 | NAROW1_2_UNIT | PGE3 | PGSI_LG | NP15 | GENERATOR 480
0378 | NAROW2_2_UNIT | PGE3 | PGSI_LG | NP15 | NARROWS 2#1, M.F. YUBA RIVER CA
0379 | NWCSTL_7_UNIT 1 | PGE3 | PGSI_LG | NP15 | NEWCASTLE 1, N.F. AMERICAN R CA
0380 | OXBOW_6_DRUM | PGE3 | PGSI_LG | NP15 | OXBOW 1, M.F. AMERICAN RIVER CA
0381 | PLACVL_1_CHILIB | PGE3 | PGSI_LG | NP15 | GENERATOR 557
0382 | PLACVL_1_RCKCRE | PGE3 | PGSI_LG | NP15 | PLACER UNIT (ROCK CREEK)
0383 | RALSTN_7_UNIT 1 | PGE3 | PGSI_LG | NP15 | RALSTON 1, M.F. AMERICAN RIVER
0384 | ROLLIN_6_UNIT | PGE3 | PGSI_LG | NP15 | ROLLINS 1, BEAR RIVER CA
0385 | SPAULD_6_UNIT12 | PGE3 | PGSI_LG | NP15 | SPAULD 6 UNIT12
0386 | SPAULD_6_UNIT 3 | PGE3 | PGSI_LG | NP15 | GENERATOR 671
0387 | SPI LI_2_UNIT 1 | PGE3 | PGSI_LG | NP15 | SIERRA PACIFIC IND. (LINCOLN)
0388 | ULTRCK_2_UNIT | PGE3 | PGSI_LG | NP15 | GENERATOR 728
0389 | WISE_1_UNIT 1 | PGE3 | PGSI_LG | NP15 | WISE 1 UNIT 1
0390 | WISE_1_UNIT 2 | PGE3 | PGSI_LG | NP15 | WISE 1 UNIT 2
0391 | YUBACT_1_SUNSWT | PGE3 | PGSI_LG | NP15 | YUBA CITY
0392 | CALPIN_1_AGNEW | PGE3 | PGSJ_LG | NP15 | GATXCALPINE COGEN-AGNEWS INC.
0393 | GILROY_1_UNIT | PGE3 | PGSJ_LG | NP15 | GILROY ENERGY
0394 | GRSNEW_1_MLPTAS | PGE3 | PGSJ_LG | NP15 | GAS RECOVERY(NEWARK)
0395 | IBMCTL_1_UNIT 1 | PGE3 | PGSJ_LG | NP15 | GENERATOR 339
0396 | MARKHM_1_CATLST | PGE3 | PGSJ_LG | NP15 | CATALYST
0397 | SJCONV_1_UNIT 1 | PGE3 | PGSJ_LG | NP15 | SAN JOSE CONVENTION CENTER
0398 | ZANKER_1_UNIT 1 | PGE3 | PGSJ_LG | NP15 | GENERATOR 804
0399 | ZANKER_1_UNIT 2 | PGE3 | PGSJ_LG | NP15 | GENERATOR 805
0400 | BEARDS_7_UNIT 1 | PGE3 | PGSN_LG | NP15 | BEARDSLEY 1, M.F. STANISLAUS R
0401 | COTTLE_2_FRNKNH | PGE3 | PGSN_LG | NP15 | FRANKENHEIMER
0402 | DONNLS_7_UNIT | PGE3 | PGSN_LG | NP15 | DONNELLS 1, M.F. STANISLAUS R CA
0403 | HERSHY_7_UNIT 1 | PGE3 | PGSN_LG | NP15 | HERSEY
0404 | MODSTO_1_UNIT 1 | PGE3 | PGSN_LG | NP15 | MODESTO ENERGY
0405 | PHOENX_1_UNIT | PGE3 | PGSN_LG | NP15 | PHOENIX PH
0406 | SNDBAR_7_UNIT 1 | PGE3 | PGSN_LG | NP15 | GENERATOR 659
0407 | SPRGAP_1_UNIT 1 | PGE3 | PGSN_LG | NP15 | SPRING GAP 1, M.F. STANISLAUS R
0408 | STANIS_7_UNIT 1 | PGE3 | PGSN_LG | NP15 | STANISLAUS 1, STANISLAUS R CA
0409 | STNRES_1_UNIT | PGE3 | PGSN_LG | NP15 | STANIS
0410 | TULLCK_7_UNITS | PGE3 | PGSN_LG | NP15 | TULLCK 7 UNITS
0411 | ULTPCH_1_UNIT 1 | PGE3 | PGSN_LG | NP15 | ULTRA POWER (CHINESE STATION)
0412 | WOODWR_1_UNIT | PGE3 | PGSN_LG | NP15 | WOODWARD
0413 | BELOTA_7_48MVAR | PGE3 | PGST_LG | NP15 | Belota Substation
0414 | CAMCHE_1_UNIT 1 | PGE3 | PGST_LG | NP15 | Camanche 1
0415 | CAMCHE_1_UNIT 2 | PGE3 | PGST_LG | NP15 | Camanche 2
0416 | CAMCHE_1_UNIT 3 | PGE3 | PGST_LG | NP15 | Camanche 3
0417 | COG.CP_2_UNIT 1 | PGE3 | PGST_LG | NP15 | ALTAMONT MIDWAY LTD
0418 | ELECTR_7_UNIT 1 | PGE3 | PGST_LG | NP15 | ELECTRA 1, MOKELUMNE RIVER CA
0419 | ELECTR_7_UNIT 2 | PGE3 | PGST_LG | NP15 | GENERATOR 204
0420 | ELECTR_7_UNIT 3 | PGE3 | PGST_LG | NP15 | GENERATOR 205
0421 | FAYETT_1_UNIT | PGE3 | PGST_LG | NP15 | FAYETTE
0422 | FLOWD2_2_UNIT 1 | PGE3 | PGST_LG | NP15 | GENERATOR 239
0423 | GENMLS_2_UNIT | PGE3 | PGST_LG | NP15 | GENERATOR 254
0424 | JAKVAL_2_IONE | PGE3 | PGST_LG | NP15 | JACKSON VALLEY(IONE ENERGY)
0425 | KALINA_2_UNIT 1 | PGE3 | PGST_LG | NP15 | KALINA
0426 | MARTEL_2_AMFOR | PGE3 | PGST_LG | NP15 | GENERATOR 411
0427 | MURPAG_1_ANGLSP | PGE3 | PGST_LG | NP15 | GENERATOR 473
0428 | MURPAG_1_MURPHY | PGE3 | PGST_LG | NP15 | GENERATOR 474
0429 | PARDEB_2_UNIT 1 | PGE3 | PGST_LG | NP15 | Pardee 3
0430 | PARDEB_2_UNIT 2 | PGE3 | PGST_LG | NP15 | Pardee 1
0431 | PARDEB_2_UNIT 3 | PGE3 | PGST_LG | NP15 | Pardee 2
0432 | SALTSP_7_UNITS | PGE3 | PGST_LG | NP15 | SALTSP 7 UNITS
0433 | SANJOA_1_UNIT 1 | PGE3 | PGST_LG | NP15 | SAN JOAQUIN COGEN
0434 | SMPRIP_1_SMPSON | PGE3 | PGST_LG | NP15 | SIMPSON PAPER (RIPON)
0435 | STOKCG_1_UNIT 1 | PGE3 | PGST_LG | NP15 | STOCKTON COGEN CO.
0436 | THMENG_1_UNIT 1 | PGE3 | PGST_LG | NP15 | THERMAL ENERGY
0437 | TIGRCK_7_UNITS | PGE3 | PGST_LG | NP15 | TIGRCK 7 UNITS
0438 | USWND2_1_UNITS | PGE3 | PGST_LG | NP15 | US WIND POWER#2(PATTERSON)
0439 | USWND4_2_UNITS | PGE3 | PGST_LG | NP15 | US WIND POWER#4(RALPH)
0440 | USWPJR_2_UNITS | PGE3 | PGST_LG | NP15 | US WIND POWER#3(J.W. RANCH)
0441 | WEBER_2_DIAMND | PGE3 | PGST_LG | NP15 | DIA.WLNT?
0442 | WESTPT_2_UNIT | PGE3 | PGST_LG | NP15 | GENERATOR 783
0443 | BORDEN_6_NRTHFO | PGE3 | PGYO_LG | NP15 | GENERATOR 57
0444 | BORDEN_6_RIVROU | PGE3 | PGYO_LG | NP15 | GENERATOR 58
0445 | CAPCO_1_UNIT 1 | PGE3 | PGYO_LG | NP15 | GENERATOR 78
0446 | CAPCO_1_UNIT 2 | PGE3 | PGYO_LG | NP15 | GENERATOR 79
0447 | ELNIDO_1_REDTOP | PGE3 | PGYO_LG | NP15 | GENERATOR 207
0448 | ELNIDO_7_UNIT | PGE3 | PGYO_LG | NP15 | GENERATOR 208
0449 | EXCHEC_7_UNIT 1 | PGE3 | PGYO_LG | NP15 | EXCHEQUER 1, MERCED RIVER CA
0450 | INTTRB_6_UNIT | PGE3 | PGYO_LG | NP15 | INTERNATIONAL TURBINE RESEARCH
0451 | JRWOOD_1_UNIT 1 | PGE3 | PGYO_LG | NP15 | J.R. WOOD
0452 | KERKH1_7_UNIT 1 | PGE3 | PGYO_LG | NP15 | KERCKHOFF 1, SAN JOAQUIN RIVER C
0453 | KERKH1_7_UNIT 2 | PGE3 | PGYO_LG | NP15 | KERCKHOFF 2, SAN JOAQUIN RIVER C
0454 | KERKH1_7_UNIT 3 | PGE3 | PGYO_LG | NP15 | KERCKHOFF 3, SAN JOAQUIN RIVER C
0455 | KERKH2_7_UNIT 1 | PGE3 | PGYO_LG | NP15 | GENERATOR 369
0456 | MCSWAN_6_UNITS | PGE3 | PGYO_LG | NP15 | MC SWAIN , MERCED RIVER CA
0457 | MDRCHW_2_UNIT | PGE3 | PGYO_LG | NP15 | MADARA CHOWCHILLA
0458 | MENBIO_6_UNIT | PGE3 | PGYO_LG | NP15 | BIO-ENERGY PARTNERS
0459 | MERCFL_6_UNIT | PGE3 | PGYO_LG | NP15 | GENERATOR 423
0460 | ONLLPP_6_UNITS | PGE3 | PGYO_LG | NP15 | GENERATOR 509
0461 | WOLFEN_6_UNIT 1 | PGE3 | PGYO_LG | NP15 | GENERATOR 798
0462 | CARR_7_UNITS | PGE3 | WAP1_LG | NP15 | GENERATOR 87
0463 | FOLSOM_7_UNITS | PGE3 | WAP1_LG | NP15 | GENERATOR 241
0464 | KESWIK_7_UNITS | PGE3 | WAP1_LG | NP15 | GENERATOR 374
0465 | MELONP_7_UNITS | PGE3 | WAP1_LG | NP15 | GENERATOR 421
0466 | NIMBUS_1_UNITS | PGE3 | WAP1_LG | NP15 | GENERATOR 492
0467 | SHASTA_7_UNITS | PGE3 | WAP1_LG | NP15 | GENERATOR 641
0468 | SPRGCK_7_UNITS | PGE3 | WAP1_LG | NP15 | GENERATOR 679
0469 | TRINPP_7_UNITS | PGE3 | WAP1_LG | NP15 | GENERATOR 716
0470 | WHISKY_2_UNIT 1 | PGE3 | WAP1_LG | NP15 | GENERATOR 786
0471 | GATES_1_QF | PGE4 | PGF2_LG | ZP26 | GENERATOR 250
0472 | DEXZEL_1_UNIT | PGE4 | PGKE_LG | ZP26 | DEXZEL
0473 | MTNPOS_1_UNIT | PGE4 | PGKE_LG | ZP26 | ULTRAPOWER (OGLE)
0474 | MIDWAY_1_QF | PGE4 | PGKE_LG | ZP26 | MIDWAY 1 QF
0475 | JACSRV_1_UNIT | PGE4 | PGKE_LG | ZP26 | GENERATOR 350
0476 | ARCSOL_1_UNIT | PGE4 | PGKE_LG | ZP26 | GENERATOR 25
0477 | UNOIL_1_UNIT | PGE4 | PGLP_LG | ZP26 | GENERATOR 734
0478 | MESAP_1_QF | PGE4 | PGLP_LG | ZP26 | MESAP 1 QF
0479 | METCLF_1_QF | PGE3 | PGSJ_LG | NP15 | METCLF 1 QF
0480 | BUENVS_2_PUMP A | PGE4 | CWR2_LG | ZP26 | GENERATOR 65
0481 | BUENVS_2_PUMP B | PGE4 | CWR2_LG | ZP26 | GENERATOR 66
0482 | WHELPP_2_PUMP 1 | PGE4 | CWR2_LG | ZP26 | GENERATOR 784
0483 | WHELPP_2_PUMP 2 | PGE4 | CWR2_LG | ZP26 | GENERATOR 785
0484 | WNDGPP_2_PUMP 1 | PGE4 | CWR2_LG | ZP26 | GENERATOR 795
0485 | WNDGPP_2_PUMP 2 | PGE4 | CWR2_LG | ZP26 | GENERATOR 796
0486 | GATES_7_48MVAR | PGE4 | PGF2_LG | ZP26 | Gates Condenser
0487 | ARCO_6_UCPPET | PGE4 | PGKE_LG | ZP26 | GENERATOR 23
0488 | BDGRCK_1_UNITS | PGE4 | PGKE_LG | ZP26 | BADGER CREEK LIMITED PSE
0489 | BEARMT_1_UNIT | PGE4 | PGKE_LG | ZP26 | BEAR MOUNTAIN LIMITED
0490 | CHALK_1_UNIT | PGE4 | PGKE_LG | ZP26 | CHALK CLIFF LIMITED
0491 | CHEVCD_6_UNIT | PGE4 | PGKE_LG | ZP26 | CHEVRON USA (CADET)
0492 | CHEVCY_1_UNIT | PGE4 | PGKE_LG | ZP26 | CHEVRON USA (CYMRIC)
0493 | COLMBS_1_PLSBAK | PGE4 | PGKE_LG | ZP26 | GENERATOR 128
0494 | DISCOV_1_CHEVRN | PGE4 | PGKE_LG | ZP26 | CHEVRON(DISCOVERY)
0495 | DOUBLC_1_UNITS | PGE4 | PGKE_LG | ZP26 | DOUBLE C PSE
0496 | FAMOSO_1_SOLAR | PGE4 | PGKE_LG | ZP26 | GENERATOR 232
0497 | FAMOSO_1_SUPER | PGE4 | PGKE_LG | ZP26 | GENERATOR 233
0498 | FELLOW_1_SHELLW | PGE4 | PGKE_LG | ZP26 | FELLOWS UNIT 1
0499 | FELLOW_1_TENNCO | PGE4 | PGKE_LG | ZP26 | FELLOWS UNIT 2 | ARCO OIL & GAS (OXFORD)
0500 | FRITO_1_LAY | PGE4 | PGKE_LG | ZP26 | FRITO-LAY
0501 | KERNFT_1_UNITS | PGE4 | PGKE_LG | ZP26 | KERN FRONT LIMITED PSE
0502 | KERNRG_1_UNITS | PGE4 | PGKE_LG | ZP26 | KERNRG 1 UNITS
0503 | KRNCNY_6_UNIT | PGE4 | PGKE_LG | ZP26 | GENERATOR 384
0504 | LIVOAK_1_UNIT 1 | PGE4 | PGKE_LG | ZP26 | LIVE OAK LIMITED
0505 | LOSTHL_6_UNIT | PGE4 | PGKE_LG | ZP26 | TEXACO INC. (LOST HILLS)
0506 | MIDSET_1_UNIT 1 | PGE4 | PGKE_LG | ZP26 | GENERATOR 430
0507 | MIDWAY_7_1 48MV | PGE4 | PGKE_LG | ZP26 | Midway Substation
0508 | MIDWAY_7_2 48MV | PGE4 | PGKE_LG | ZP26 | Midway Substation
0509 | MKTRCK_1_UNIT 1 | PGE4 | PGKE_LG | ZP26 | MCKITTRICK LIMITED
0510 | NAVY35_1_UNITS | PGE4 | PGKE_LG | ZP26 | NAVY35 1 UNITS
0511 | OILDAL_1_UNIT 1 | PGE4 | PGKE_LG | ZP26 | OILDALE ENERGY LLC | GOLDEN BEAR
0512 | RIOBRV_6_UNIT 1 | PGE4 | PGKE_LG | ZP26 | RIO BRAVO HYDRO(FRESNO)
0513 | SHELL_1_SEKER | PGE4 | PGKE_LG | ZP26 | SHELL(S.E. KERN RIVER)
0514 | SIERRA_1_UNITS | PGE4 | PGKE_LG | ZP26 | SIERRA PSE
0515 | SUNSET_2_UNITS | PGE4 | PGKE_LG | ZP26 | SUNSET 2 UNITS
0516 | TAFT_6_UNIT | PGE4 | PGKE_LG | ZP26 | GENERATOR 704
0517 | TANHIL_6_SOLART | PGE4 | PGKE_LG | ZP26 | SOLAR TANNEHILL
0518 | TENACO_6_KERN | PGE4 | PGKE_LG | ZP26 | TENACO (KERN OIL?)
0519 | TXMCKT_6_UNIT | PGE4 | PGKE_LG | ZP26 | TEXACO
0520 | TXNMID_1_UNIT 1 | PGE4 | PGKE_LG | ZP26 | MIDSUN PARTNERS
0521 | TXNMID_1_UNIT 2 | PGE4 | PGKE_LG | ZP26 | TXNMID 1 UNIT 2
0522 | ULTOGL_1_POSO | PGE4 | PGKE_LG | ZP26 | MT. POSO COGENERATION CO.
0523 | UNCAL+_1_UNCALD | PGE4 | PGKE_LG | ZP26 | GENERATOR 730
0524 | UNVRSY_1_UNIT 1 | PGE4 | PGKE_LG | ZP26 | UNIVERITY CO-GEN
0525 | WELLPT_1_UNOCAL | PGE4 | PGKE_LG | ZP26 | WELLPORT COGEN
0526 | DIABLO_7_UNIT 1 | PGE4 | PGLP_LG | ZP26 | DIABLO CANYON UNIT 1
0527 | DIABLO_7_UNIT 2 | PGE4 | PGLP_LG | ZP26 | DIABLO CANYON UNIT 2
0528 | MORBAY_7_UNIT 1 | PGE4 | PGLP_LG | ZP26 | MORRO BAY UNIT 1
0529 | MORBAY_7_UNIT 2 | PGE4 | PGLP_LG | ZP26 | MORRO BAY UNIT 1
0530 | MORBAY_7_UNIT 3 | PGE4 | PGLP_LG | ZP26 | MORRO BAY UNIT 1
0531 | MORBAY_7_UNIT 4 | PGE4 | PGLP_LG | ZP26 | MORRO BAY UNIT 1
0532 | SMARQF_1_UNIT 1 | PGE4 | PGLP_LG | ZP26 | SANTA MARIA COGEN
0533 | VAFB_1_UNIT 1 | PGE4 | PGLP_LG | ZP26 | GENERATOR 745
0534 | VAFB_1_UNIT 2 | PGE4 | PGLP_LG | ZP26 | GENERATOR 746
0535 | VAFB_1_UNIT 3 | PGE4 | PGLP_LG | ZP26 | GENERATOR 747
0536 | VAFB_1_UNIT 4 | PGE4 | PGLP_LG | ZP26 | GENERATOR 748
0537 | VAFB_1_UNIT 5 | PGE4 | PGLP_LG | ZP26 | GENERATOR 749
0538 | REDGPW_2_CT 1 | RED1 | RD1_LG | NP15 | GENERATOR 602
0539 | REDGPW_2_CT 2 | RED1 | RD1_LG | NP15 | GENERATOR 603
0540 | REDGPW_2_CT 3 | RED1 | RD1_LG | NP15 | GENERATOR 604
0541 | REDGPW_2_STEAM | RED1 | RD1_LG | NP15 | GENERATOR 605
0542 | REDPRT_1_ANCSVC | RED1 | RD1_LG | NP15 | GENERATOR 610
0543 | ALAMO_6_UNIT | SCE1 | CWR3_LG | SP15 | CDWR Alamo R
0544 | DVLCYN_1_UNITS | SCE1 | CWR3_LG | SP15 | CDWR Devil Canyon R
0545 | MOJAVE_1_SIPHON | SCE1 | CWR3_LG | SP15 | CDWR Mojave Siphon R
0546 | OSO_6_PUMP | SCE1 | CWR3_LG | SP15 | GENERATOR 513
0547 | PEARBL_2_PUMP | SCE1 | CWR3_LG | SP15 | GENERATOR 531
0548 | GENE_7_PUMP | SCE1 | SCEA_LG | SP15 | GENERATOR 253
0549 | INLAND_6_UNIT | SCE1 | SCEA_LG | SP15 | GENERATOR 345
0550 | SMPPAP_6_UNIT | SCE1 | SCEA_LG | SP15 | SIMPSON PAPER
0551 | SCEHOV_2_HOOVER | SCE1 | SCHD_LG | SP15 | HOOVER (AGC SCHEDULE ONLY)
0552 | WILLMT_6_UNIT 1 | SCE1 | SCNO_LG | SP15 | WILLIAMETTE
0553 | MONLTH_6_BOREL | SCE1 | SCNO_LG | SP15 | MONLTH 6 BOREL
0554 | EDMONS_7_PUMP | SCE1 | CWR3_LG | SP15 | GENERATOR 198
0555 | WARNE_2_UNIT | SCE1 | CWR3_LG | SP15 | CDWR Warne R
0556 | CHINO_2_QF | SCE1 | SCEA_LG | SP15 | CHINO QFS
0557 | CIMGEN_6_UNIT 1 | SCE1 | SCEA_LG | SP15 | O.L.S. ENERGY COMPANY -- CHINO
0558 | DELGEN_6_UNIT | SCE1 | SCEA_LG | SP15 | CORONA ENERGY PARTNERS LTD.
0559 | DEVERS_1_QF | SCE1 | SCEA_LG | SP15 | DEVERS QFS
0560 | DEVERS_1_WNDGEN | SCE1 | SCEA_LG | SP15 | DEVERS -- WESTWIND TRUST GENERAT
0561 | DEVERS_2_SNGORG | SCE1 | SCEA_LG | SP15 | SAN GORGONIO PSP
0562 | EAGLMT_7_PUMP | SCE1 | SCEA_LG | SP15 | GENERATOR 194
0563 | ETIWND_2_FONTNA | SCE1 | SCEA_LG | SP15 | FONTANALYTLE CREEK POWERHOUSE P
0564 | ETIWND_2_QF | SCE1 | SCEA_LG | SP15 | ETIWANDA QFS
0565 | ETIWND_7_UNIT 1 | SCE1 | SCEA_LG | SP15 | ETIWANDA GEN STA. UNIT 1
0566 | ETIWND_7_UNIT 2 | SCE1 | SCEA_LG | SP15 | ETIWANDA GEN STA. UNIT 2
0567 | ETIWND_7_UNIT 3 | SCE1 | SCEA_LG | SP15 | ETIWANDA GEN STA. UNIT 3
0568 | ETIWND_7_UNIT 4 | SCE1 | SCEA_LG | SP15 | ETIWANDA GEN STA. UNIT 4
0569 | ETIWND_7_UNIT 5 | SCE1 | SCEA_LG | SP15 | ETIWANDA GEN STA. UNIT 5
0570 | HIGHGV_1_UNIT 1 | SCE1 | SCEA_LG | SP15 | HIGH GROVE GEN STA. UNIT 1
0571 | HIGHGV_1_UNIT 2 | SCE1 | SCEA_LG | SP15 | HIGH GROVE GEN STA. UNIT 2
0572 | HIGHGV_1_UNIT 3 | SCE1 | SCEA_LG | SP15 | HIGH GROVE GEN STA. UNIT 3
0573 | HIGHGV_1_UNIT 4 | SCE1 | SCEA_LG | SP15 | HIGH GROVE GEN STA. UNIT 4
0574 | HINDS_7_PUMP | SCE1 | SCEA_LG | SP15 | GENERATOR 318
0575 | INTAKE_2_UNIT 1 | SCE1 | SCEA_LG | SP15 | GENERATOR 347
0576 | IRONMT_7_PUMP | SCE1 | SCEA_LG | SP15 | GENERATOR 349
0577 | OLINDA_2_QF | SCE1 | SCEA_LG | SP15 | OLINDA QFS
0578 | PADUA_2_ONTARO | SCE1 | SCEA_LG | SP15 | ONTARIOSIERRA PSP
0579 | PADUA_6_QF | SCE1 | SCEA_LG | SP15 | PADUA QFS
0580 | SBERDO_2_QF | SCE1 | SCEA_LG | SP15 | SAN BERADINO QFS
0581 | SBERDO_2_SNTANA | SCE1 | SCEA_LG | SP15 | SANTA ANA PSP
0582 | SBERDO_7_UNIT 1 | SCE1 | SCEA_LG | SP15 | SAN BERNADINO GEN STA. UNIT 1
0583 | SBERDO_7_UNIT 2 | SCE1 | SCEA_LG | SP15 | SAN BERNADINO GEN STA. UNIT 2
0584 | VALLEY_2_QF | SCE1 | SCEA_LG | SP15 | VALLEY QFS
0585 | VISTA_2_MILLCK | SCE1 | SCEA_LG | SP15 | MILL CREEK PSP
0586 | VISTA_6_QF | SCE1 | SCEA_LG | SP15 | VISTA QFS
0587 | WALNUT_6_HILLGEN | SCE1 | SCEA_LG | SP15 | L.A. COUNTY SANITATION DISTRICT
0588 | WALNUT_6_QF | SCE1 | SCEA_LG | SP15 | WALNUT QFS
0589 | BIOGEN_1_UNIT 1 | SCE1 | SCHD_LG | SP15 | BIO GEN POWER 1
0590 | BISHOP_1_ALAMO | SCE1 | SCHD_LG | SP15 | BISHOP CREEK PLANT 2 AND 6
0591 | BISHOP_1_UNITS | SCE1 | SCHD_LG | SP15 | BISHOP CREEK PLANT 3 AND 4
0592 | BLM E_2_UNIT 7 | SCE1 | SCHD_LG | SP15 | COSO ENERGY DEVELOPERS -- BLM EA
0593 | BLM E_2_UNIT 8 | SCE1 | SCHD_LG | SP15 | GENERATOR 52
0594 | BLM W_2_UNIT 9 | SCE1 | SCHD_LG | SP15 | GENERATOR 53
0595 | BORAX_1_UNIT 1 | SCE1 | SCHD_LG | SP15 | U.S. BORAX AND CHEMICAL CORPORAT
0596 | CALGEN_1_UNITS | SCE1 | SCHD_LG | SP15 | GENERATOR 69
0597 | CASAD_1_UNITS | SCE1 | SCHD_LG | SP15 | GENERATOR 88
0598 | CONTRL_1_LUNDY | SCE1 | SCHD_LG | SP15 | LUNDY
0599 | CONTRL_1_POOLE | SCE1 | SCHD_LG | SP15 | POOLE HYDRO PLANT 1
0600 | CONTRL_1_QF | SCE1 | SCHD_LG | SP15 | CONTROL QFS
0601 | CONTRL_1_RUSHCK | SCE1 | SCHD_LG | SP15 | RUSH CREEK
0602 | CWATER_7_UNIT 1 | SCE1 | SCHD_LG | SP15 | COOLWATER GEN STA. UNIT 1
0603 | CWATER_7_UNIT 2 | SCE1 | SCHD_LG | SP15 | COOLWATER GEN STA. UNIT 2
0604 | CWATER_7_UNIT 3 | SCE1 | SCHD_LG | SP15 | COOLWATER GEN STA. UNIT 3
0605 | CWATER_7_UNIT 4 | SCE1 | SCHD_LG | SP15 | COOLWATER GEN STA. UNIT 4
0606 | KERRGN_1_UNIT 1 | SCE1 | SCHD_LG | SP15 | KERR GENERATION -- NORTH AMERICA | REVISED
0607 | KERRMG_1_UNIT 1 | SCE1 | SCHD_LG | SP15 | MCGEE GENERATION
0608 | LUZ_2_SEGS 8 | SCE1 | SCHD_LG | SP15 | LUZ SOLAR PARTNERS LTD VIII
0609 | LUZ_2_SEGS 9 | SCE1 | SCHD_LG | SP15 | LUZ SOLAR PARTNERS LTD IX
0610 | MCGEN_1_UNIT | SCE1 | SCHD_LG | SP15 | ACE COGENERATION
0611 | MOGEN_1_UNIT | SCE1 | SCHD_LG | SP15 | MOJAVE COGENERATION CO. LP
0612 | MOHAVE_7_UNIT 1 | SCE1 | SCHD_LG | SP15 | MOHAVE GEN STA. UNIT 1
0613 | MOHAVE_7_UNIT 2 | SCE1 | SCHD_LG | SP15 | MOHAVE GEN STA. UNIT 2
0614 | NAVYII_2_UNIT 4 | SCE1 | SCHD_LG | SP15 | COSO POWER DEVELOPERS (NAVY II)
0615 | NAVYII_2_UNIT 5 | SCE1 | SCHD_LG | SP15 | GENERATOR 484
0616 | NAVYII_2_UNIT 6 | SCE1 | SCHD_LG | SP15 | GENERATOR 485
0617 | OXBOW_1_CONTRL | SCE1 | SCHD_LG | SP15 | OXBOW GEOTHERMAL CORPORATION
0618 | SEGS_1_SEGS1 | SCE1 | SCHD_LG | SP15 | LUZ SOLAR PARTNERS LTD I
0619 | SEGS_1_SEGS2 | SCE1 | SCHD_LG | SP15 | LUZ SOLAR PARTNERS LTD II
0620 | SUNGEN_1_SEGS 3 | SCE1 | SCHD_LG | SP15 | LUZ SOLAR PARTNERS LTD III
0621 | SUNGEN_1_SEGS 4 | SCE1 | SCHD_LG | SP15 | LUZ SOLAR PARTNERS LTD IV
0622 | SUNGEN_1_SEGS 5 | SCE1 | SCHD_LG | SP15 | LUZ SOLAR PARTNERS LTD V
0623 | SUNGEN_1_SEGS 6 | SCE1 | SCHD_LG | SP15 | LUZ SOLAR PARTNERS LTD VI
0624 | SUNGEN_1_SEGS 7 | SCE1 | SCHD_LG | SP15 | LUZ SOLAR PARTNERS LTD VII
0625 | VICTOR_1_QF | SCE1 | SCHD_LG | SP15 | VICTOR QFS
0626 | ANTLPE_2_QF | SCE1 | SCNO_LG | SP15 | ANTELOPE QFS
0627 | ANTLPE_6_WINDGEN | SCE1 | SCNO_LG | SP15 | GENERATOR 20
0628 | APPGEN_6_UNIT 1 | SCE1 | SCNO_LG | SP15 | AES PLACERITA INC. UNIT 1
0629 | APPGEN_6_UNIT 2 | SCE1 | SCNO_LG | SP15 | GENERATOR 22
0630 | BGCRK1_2_PLT 1 | SCE1 | SCNO_LG | SP15 | BIG CREEK POWERHOUSE 1
0631 | BGCRK2_2_PLT 2 | SCE1 | SCNO_LG | SP15 | BIG CREEK POWERHOUSE 2
0632 | BGCRK3_2_PLT 3 | SCE1 | SCNO_LG | SP15 | BIG CREEK POWERHOUSE 3
0633 | BGCRK4_2_PLT 4 | SCE1 | SCNO_LG | SP15 | BIG CREEK POWERHOUSE 4
0634 | BGCRK8_2_PLT 8 | SCE1 | SCNO_LG | SP15 | BIG CREEK POWERHOUSE 8
0635 | EAGLRK_2_QF | SCE1 | SCNO_LG | SP15 | EAGLE ROCK QFS
0636 | GOLETA_2_QF | SCE1 | SCNO_LG | SP15 | GOLETA QFS
0637 | GOLETA_6_ELLWOD | SCE1 | SCNO_LG | SP15 | ELLWOOD ENERGY SUPPORT FACILITY
0638 | GOLETA_6_EXGEN | SCE1 | SCNO_LG | SP15 | EXXON COMPANY USA
0639 | MAGNDN_2_QF | SCE1 | SCNO_LG | SP15 | GENERATOR 408
0640 | MESA S_2_QF | SCE1 | SCNO_LG | SP15 | MESA QFS
0641 | MNDALY_7_UNIT 1 | SCE1 | SCNO_LG | SP15 | MANDALAY GEN STA. UNIT 1
0642 | MNDALY_7_UNIT 2 | SCE1 | SCNO_LG | SP15 | MANDALAY GEN STA. UNIT 2
0643 | MNDALY_7_UNIT 3 | SCE1 | SCNO_LG | SP15 | MANDALAY GEN STA. UNIT 3
0644 | MOORPK_6_QF | SCE1 | SCNO_LG | SP15 | MOORPARK QFS
0645 | OMAR_2_UNIT 1 | SCE1 | SCNO_LG | SP15 | KERN RIVER COGENERATION COMPANY
0646 | OMAR_2_UNIT 2 | SCE1 | SCNO_LG | SP15 | GENERATOR 506
0647 | OMAR_2_UNIT 3 | SCE1 | SCNO_LG | SP15 | GENERATOR 507
0648 | OMAR_2_UNIT 4 | SCE1 | SCNO_LG | SP15 | GENERATOR 508
0649 | ORMOND_7_UNIT 1 | SCE1 | SCNO_LG | SP15 | ORMOND BEACH GEN STA. UNIT 1
0650 | ORMOND_7_UNIT 2 | SCE1 | SCNO_LG | SP15 | ORMOND BEACH GEN STA. UNIT 2
0651 | OXGEN_6_UNIT | SCE1 | SCNO_LG | SP15 | E.F. OXNARD INCORPORATED
0652 | PANDOL_6_UNIT | SCE1 | SCNO_LG | SP15 | DELANO ENERGY COMPANY INC.
0653 | PROCGN_6_UNIT | SCE1 | SCNO_LG | SP15 | PROCTER AND GAMBLE OXNARD II
0654 | PTCHGN_6_UNIT 1 | SCE1 | SCNO_LG | SP15 | COUNTY OF LOS ANGELES -- PITCHLE
0655 | RECTOR_2_KAWEAH | SCE1 | SCNO_LG | SP15 | KAWEAH PHYSICAL SCHEDULING PLANT
0656 | RECTOR_2_KAWH 1 | SCE1 | SCNO_LG | SP15 | KAWEAH POWERHOUSE 1
0657 | RECTOR_2_QF | SCE1 | SCNO_LG | SP15 | RECTOR QFS
0658 | RHONDO_2_QF | SCE1 | SCNO_LG | SP15 | RIO HONDO QFS
0659 | SAUGUS_6_QF | SCE1 | SCNO_LG | SP15 | SAUGUS QFS
0660 | SNCLRA_6_QF | SCE1 | SCNO_LG | SP15 | SANTA CLARA QFS
0661 | SPRGVL_2_QF | SCE1 | SCNO_LG | SP15 | SPRINGVILLE QFS
0662 | SPRGVL_2_TULE | SCE1 | SCNO_LG | SP15 | TULE HYDRO PLANT
0663 | SYCAMR_2_UNIT 1 | SCE1 | SCNO_LG | SP15 | SYCAMORE CANYON GEN UNIT 1
0664 | SYCAMR_2_UNIT 2 | SCE1 | SCNO_LG | SP15 | GENERATOR 701
0665 | SYCAMR_2_UNIT 3 | SCE1 | SCNO_LG | SP15 | GENERATOR 702
0666 | SYCAMR_2_UNIT 4 | SCE1 | SCNO_LG | SP15 | GENERATOR 703
0667 | TENGEN_6_UNIT 1 | SCE1 | SCNO_LG | SP15 | ARCO OIL AND GAS COMPANY -- PLACER
0668 | TENGEN_6_UNIT 2 | SCE1 | SCNO_LG | SP15 | ARCO OIL AND GAS COMPANY -- PLACER
0669 | ULTRGN_6_UNIT | SCE1 | SCNO_LG | SP15 | RIO BRAVO JASMIN
0670 | VESTAL_6_QF | SCE1 | SCNO_LG | SP15 | VESTAL QFS
0671 | VINCNT_2_QF | SCE1 | SCNO_LG | SP15 | VINCENT QFS
0672 | WWIND_2_WSTWND | SCE1 | SCNO_LG | SP15 | DESERT WIND III PPC TRUST
0673 | VESTAL_2_KERN | SCE1 | SCNO_LG | SP15 | VESTAL 2 KERN | ADD
0674 | ALAMIT_2_QF | SCE1 | SCSO_LG | SP15 | ALAMITOS QFS
0675 | ALAMIT_7_UNIT 1 | SCE1 | SCSO_LG | SP15 | ALAMITOS GEN STA. UNIT 1
0676 | ALAMIT_7_UNIT 2 | SCE1 | SCSO_LG | SP15 | ALAMITOS GEN STA. UNIT 2
0677 | ALAMIT_7_UNIT 3 | SCE1 | SCSO_LG | SP15 | ALAMITOS GEN STA. UNIT 3
0678 | ALAMIT_7_UNIT 4 | SCE1 | SCSO_LG | SP15 | ALAMITOS GEN STA. UNIT 4
0679 | ALAMIT_7_UNIT 5 | SCE1 | SCSO_LG | SP15 | ALAMITOS GEN STA. UNIT 5
0680 | ALAMIT_7_UNIT 6 | SCE1 | SCSO_LG | SP15 | ALAMITOS GEN STA. UNIT 6
0681 | ALAMIT_7_UNIT 7 | SCE1 | SCSO_LG | SP15 | ALAMITOS GEN STA. UNIT 7
0682 | ANAHM_7_CT | ANA1 | ANAH_LG | SP15 | ANAHEIM COMBUSTION TURBINE
0683 | BARRE_2_QF | SCE1 | SCSO_LG | SP15 | BARRE QFS
0684 | BRIGEN_1_UNIT 1 | SCE1 | SCSO_LG | SP15 | OBRIEN CALIFORNIA COGENERATION
0685 | ELLIS_2_QF | SCE1 | SCSO_LG | SP15 | ELLIS QFS
0686 | HNTGBH_7_UNIT 1 | SCE1 | SCSO_LG | SP15 | HUNTINGTON BEACH GEN STA. UNIT 1
0687 | HNTGBH_7_UNIT 2 | SCE1 | SCSO_LG | SP15 | HUNTINGTON BEACH GEN STA. UNIT 2
0688 | HNTGBH_7_UNIT 3 | SCE1 | SCSO_LG | SP15 | HUNTINGTON BEACH GEN STA. UNIT 3
0689 | HNTGBH_7_UNIT 4 | SCE1 | SCSO_LG | SP15 | HUNTINGTON BEACH GEN STA. UNIT 4
0690 | HNTGBH_7_UNIT 5 | SCE1 | SCSO_LG | SP15 | HUNTINGTON BEACH GEN STA. UNIT 5
0691 | SANTGO_6_QF | SCE1 | SCSO_LG | SP15 | SANTIAGO QFS
0692 | SONGS_7_UNIT 2 | SCE1 | SCSO_LG | SP15 | SAN ONOFRE NUCLEAR UNIT 2
0693 | SONGS_7_UNIT 3 | SCE1 | SCSO_LG | SP15 | SAN ONOFRE NUCLEAR UNIT 3
0694 | VILLPK_2_QF | SCE1 | SCSO_LG | SP15 | VILLA PARK QFS
0695 | ARCOGN_2_UNITS | SCE1 | SCWE_LG | SP15 | GENERATOR 24
0696 | CARBGN_6_UNIT 1 | SCE1 | SCWE_LG | SP15 | ARCO WILMINGTON CALCINER
0697 | CENTER_2_QF | SCE1 | SCWE_LG | SP15 | CENTER QFS
0698 | CHEVMN_2_UNIT 1 | SCE1 | SCWE_LG | SP15 | CHEVRON U.S.A.
0699 | CHEVMN_2_UNIT 2 | SCE1 | SCWE_LG | SP15 | GENERATOR 105
0700 | COLDGN_6_UNIT 1 | VRN1 | VN1 _LG | SP15 | SUNLAW COGENERATION PARTNERS 1
0701 | ELNIDS_6_QF | SCE1 | SCWE_LG | SP15 | EL NIDO QFS
0702 | ELSEGN_7_UNIT 1 | SCE1 | SCWE_LG | SP15 | EL SEGUNDO GEN STA. UNIT 1
0703 | ELSEGN_7_UNIT 2 | SCE1 | SCWE_LG | SP15 | EL SEGUNDO GEN STA. UNIT 2
0704 | ELSEGN_7_UNIT 3 | SCE1 | SCWE_LG | SP15 | EL SEGUNDO GEN STA. UNIT 3
0705 | ELSEGN_7_UNIT 4 | SCE1 | SCWE_LG | SP15 | EL SEGUNDO GEN STA. UNIT 4
0706 | GROWGN_6_UNIT 1 | VRN1 | VN1 _LG | SP15 | GENERATOR 274
0707 | HARBGN_7_UNITS | SCE1 | SCWE_LG | SP15 | SCE HARBOR GEN UNITS 1
0708 | HARBOR_7_UNIT 6 | SCE1 | SCWE_LG | SP15 | GENERATOR 294
0709 | HARBOR_7_UNIT 7 | SCE1 | SCWE_LG | SP15 | GENERATOR 295
0710 | HINSON_6_QF | SCE1 | SCWE_LG | SP15 | HINSON QFS
0711 | ICEGEN_6_UNIT | SCE1 | SCWE_LG | SP15 | CARSON COGENERATION COMPANY
0712 | LACIEN_2_QF | SCE1 | SCWE_LG | SP15 | LA CIENEGA QFS
0713 | LAFRES_6_QF | SCE1 | SCWE_LG | SP15 | LA FRESA QFS
0714 | LAGBEL_6_QF | SCE1 | SCWE_LG | SP15 | LAGUNA BELL QFS
0715 | LBEACH_2_230TOT | SCE1 | SCWE_LG | SP15 | LONG BEACH GEN STA. CTS 5 AND 6, U
0716 | LBEACH_6_66TOT | SCE1 | SCWE_LG | SP15 | LONG BEACH GEN STA. CTS 1,2,3 AND
0717 | LGHTHP_6_QF | SCE1 | SCWE_LG | SP15 | LIGHTHIPE QFS
0718 | MOBGEN_6_UNIT 1 | SCE1 | SCWE_LG | SP15 | MOBIL OIL CORPORATION
0719 | PULPGN_6_UNIT | VRN1 | VN1 _LG | SP15 | JEFFERSON SMURFIT CORPORATION
0720 | REDOND_7_UNIT 5 | SCE1 | SCWE_LG | SP15 | REDONDO GEN STA. UNIT 5
0721 | REDOND_7_UNIT 6 | SCE1 | SCWE_LG | SP15 | REDONDO GEN STA. UNIT 6
0722 | REDOND_7_UNIT 7 | SCE1 | SCWE_LG | SP15 | REDONDO GEN STA. UNIT 7
0723 | REDOND_7_UNIT 8 | SCE1 | SCWE_LG | SP15 | REDONDO GEN STA. UNIT 8
0724 | SERRGN_6_UNIT 1 | SCE1 | SCWE_LG | SP15 | CITY OF LONG BEACH
0725 | BORDER_6_DONVAN | SDG1 | SDSD_LG | SP15 | DONOVAN PRISON
0726 | CBRLLO_6_PLSTP1 | SDG1 | SDSD_LG | SP15 | POINT LOMA SEWAGE TREATMENT PLAN
0727 | CRNRDO_7_NIGT1 | SDG1 | SDSD_LG | SP15 | CRNRDO 7 NIGT1 | REVISED
0728 | CRNRDO_7_NIGT2 | SDG1 | SDSD_LG | SP15 | CRNRDO 7 NIGT2 | REVISED
0729 | DIVSON_6_NSQF | SDG1 | SDSD_LG | SP15 | DIVISION NAVAL STATION COGEN
0730 | DIVSON_7_DIGT1 | SDG1 | SDSD_LG | SP15 | DIVISION GAS TURBINE 1
0731 | DIVSON_7_NSGT1 | SDG1 | SDSD_LG | SP15 | DIVISION NAVAL STATION GAS TURBI
0732 | ELCAJN_7_GT1 | SDG1 | SDSD_LG | SP15 | EL CAJON
0733 | ENCINA_7_EA1 | SDG1 | SDSD_LG | SP15 | ENCINA UNIT 1
0734 | ENCINA_7_EA2 | SDG1 | SDSD_LG | SP15 | ENCINA UNIT 2
0735 | ENCINA_7_EA3 | SDG1 | SDSD_LG | SP15 | ENCINA UNIT 3
0736 | ENCINA_7_EA4 | SDG1 | SDSD_LG | SP15 | ENCINA UNIT 4
0737 | ENCINA_7_EA5 | SDG1 | SDSD_LG | SP15 | ENCINA UNIT 5
0738 | ENCINA_7_GT1 | SDG1 | SDSD_LG | SP15 | ENCINA GAS TURBINE UNIT 1
0739 | ESCO_6_GLMQF | SDG1 | SDSD_LG | SP15 | GOAL LINE L.P.
0740 | GENDYN_6_COMPSC | SDG1 | SDSD_LG | SP15 | COMPUTER SCIENCES
0741 | GENSEE_6_QUALCM | SDG1 | SDSD_LG | SP15 | QUALCOM
0742 | KEARNY_7_KY1 | SDG1 | SDSD_LG | SP15 | KEARNY GAS TURBINE UNIT 1
0743 | KEARNY_7_KY2 | SDG1 | SDSD_LG | SP15 | KEARNY 7 KY2
0744 | KEARNY_7_KY3 | SDG1 | SDSD_LG | SP15 | KEARNY 7 KY3
0745 | KYCORA_7_UNIT 1 | SDG1 | SDSD_LG | SP15 | KYOCERA INTERNATIONAL, INC.
0746 | MNTGRY_6_ROHR1 | SDG1 | SDSD_LG | SP15 | ROHR
0747 | MRGT_7_UNITS | SDG1 | SDSD_LG | SP15 | MRGT 7 UNITS
0748 | MSHGTS_6_MMARLF | SDG1 | SDSD_LG | SP15 | GENERATOR 466
0749 | PTLOMA_6_SEAWLD | SDG1 | SDSD_LG | SP15 | PTLOMA 6 SEAWLD
0750 | MSSION_6_UNTRIB | SDG1 | SDSD_LG | SP15 | UNION TRIBUNE
0751 | MURRAY_6_SDSU1 | SDG1 | SDSD_LG | SP15 | SAN DIEGO STATE UNIVERSITY
0752 | NIMTG_6_NICOGN | SDG1 | SDSD_LG | SP15 | NORTH ISLAND COGEN
0753 | NIMTG_6_NIQF | SDG1 | SDSD_LG | SP15 | NORTH ISLAND QF
0754 | OLDTWN_7_NTCGT1 | SDG1 | SDSD_LG | SP15 | OLDTOWN NAVAL TRAINING CENTER
0755 | OTAY_6_UNIT | SDG1 | SDSD_LG | SP15 | OTAY
0756 | PTLOMA_6_NTCQF | SDG1 | SDSD_LG | SP15 | POINT LOMA NAVAL TRAINING CENTER
0757 | PTLOMA_6_NTCCGN | SDG1 | SDSD_LG | SP15 | PTLOMA 6 NTCCGN
0758 | SAMPSN_6_KELCO1 | SDG1 | SDSD_LG | SP15 | KELCO QUALIFYING FACILITY
0759 | SMRCOS_6_UNIT 1 | SDG1 | SDSD_LG | SP15 | SAN MARCOS LANDFILL BIO-GAS
0760 | SOBAY_7_GT1 | SDG1 | SDSD_LG | SP15 | SOUTHBAY GAS TURBINE 1
0761 | SOBAY_7_SY1 | SDG1 | SDSD_LG | SP15 | SOUTHBAY UNIT 1
0762 | SOBAY_7_SY2 | SDG1 | SDSD_LG | SP15 | SOUTHBAY UNIT 2
0763 | SOBAY_7_SY3 | SDG1 | SDSD_LG | SP15 | SOUTHBAY UNIT 3
0764 | SOBAY_7_SY4 | SDG1 | SDSD_LG | SP15 | SOUTHBAY UNIT 4
0765 | STAT B_6_SOLTRB | SDG1 | SDSD_LG | SP15 | SOLAR TURBINES
0766 | CHILLS_1_SYCLFL | SDG1 | SDSD_LG | SP15 | GENERATOR 107
0767 | URBAN_6_NMED1 | SDG1 | SDSD_LG | SP15 | NAVAL MEDICAL CENTER
0768 | ECC_7_NARDAC | SDG1 | SDSD_LG | SP15 | ECC 7 NARDAC
0769 | MSSION_2_QF | SDG1 | SDSD_LG | SP15 | MSSION 2 QF
0770 | CAMINO_7_UNIT 1 | SMD1 | SM1 _LG | NP15 | GENERATOR 74
0771 | CAMINO_7_UNIT 2 | SMD1 | SM1 _LG | NP15 | GENERATOR 75
0772 | CAMPHE_2_UNIT 1 | SMD1 | SM1 _LG | NP15 | GENERATOR 77
0773 | CCPA_2_UNIT 1 | SMD1 | SM1 _LG | NP15 | GENERATOR 91
0774 | CCPA_2_UNIT 2 | SMD1 | SM1 _LG | NP15 | GENERATOR 92
0775 | ETHANL_2_UNIT 1 | SMD1 | SM1 _LG | NP15 | GENERATOR 222
0776 | IMOTEK_1_UNIT | SMD1 | SM1 _LG | NP15 | GENERATOR 343
0777 | JAYBRD_7_UNIT 1 | SMD1 | SM1 _LG | NP15 | GENERATOR 352
0778 | JAYBRD_7_UNIT 2 | SMD1 | SM1 _LG | NP15 | GENERATOR 353
0779 | JONESP_7_UNIT 1 | SMD1 | SM1 _LG | NP15 | GENERATOR 356
0780 | LOONLK_7_UNIT 1 | SMD1 | SM1 _LG | NP15 | GENERATOR 401
0781 | MCLELN_2_UNIT 1 | SMD1 | SM1 _LG | NP15 | GENERATOR 416
0782 | PROCSM_2_UNITS | SMD1 | SM1 _LG | NP15 | GENERATOR 569
0783 | ROBSPK_7_UNIT 1 | SMD1 | SM1 _LG | NP15 | GENERATOR 617
0784 | SMUDGO_7_UNIT 1 | SMD1 | SM1 _LG | NP15 | GENERATOR 657
0785 | SRWTP_2_UNIT 1 | SMD1 | SM1 _LG | NP15 | GENERATOR 683
0786 | UNIONV_7_UNIT 1 | SMD1 | SM1 _LG | NP15 | GENERATOR 732
0787 | WHTRK_7_UNIT 1 | SMD1 | SM1 _LG | NP15 | GENERATOR 787
0788 | WHTRK_7_UNIT 2 | SMD1 | SM1 _LG | NP15 | GENERATOR 788
0789 | SMDPRT_2_ANCSVC | SMD1 | SM1 _LG | NP15 | GENERATOR 651
0790 | DAWSON_2_TID | TID1 | TI1 _LG | NP15 | GENERATOR 161
0791 | DPEDRO_1_UNIT 1 | TID1 | TI1 _LG | NP15 | GENERATOR 183
0792 | DPEDRO_1_UNIT 2 | TID1 | TI1 _LG | NP15 | GENERATOR 184
0793 | DPEDRO_1_UNIT 4 | TID1 | TI1 _LG | NP15 | GENERATOR 185
0794 | LAGRNG_2_TID | TID1 | TI1 _LG | NP15 | GENERATOR 389
0795 | WALTID_2_ALMOND | TID1 | TI1 _LG | NP15 | GENERATOR 764
0796 | WALTID_2_WALNUT | TID1 | TI1 _LG | NP15 | GENERATOR 766
0797 | TIDPRT_2_ANCSVC | TID1 | TI1 _LG | NP15 | GENERATOR 712
0798 | ETIWND_6_MWDETI | SCE1 | SCEA_LG | SP15 | CDWR Etiwanda Recov Hydro
0799 | ELVRTA_2_SMDTIE | SMD1 | SM1 _LG | NP15 | GENERATOR 214
0800 | HURLEY_2_SMDTIE | SMD1 | SM1 _LG | NP15 | GENERATOR 337
0801 | LAKE_2_SMDTIE | SMD1 | SM1 _LG | NP15 | GENERATOR 390
0802 | RANCHO_2_SMDTIE | SMD1 | SM1 _LG | NP15 | GENERATOR 596
0803 | SMUDGO_2_SMDTIE | SMD1 | SM1 _LG | NP15 | GENERATOR 656
0804 | PARKER_2_MIDTI1 | MID1 | MI1 _LG | NP15 | GENERATOR 528
0805 | PARKER_2_MIDTI2 | MID1 | MI1 _LG | NP15 | GENERATOR 529
0806 | STNDFD_1_MIDTIE | MID1 | MI1 _LG | NP15 | GENERATOR 689
0807 | N.HGAN_6_MIDTIE | MID1 | MI1 _LG | NP15 | GENERATOR 477
0808 | WALTID_2_TIDTIE | TID1 | TI1 _LG | NP15 | GENERATOR 765
0809 | TUOLUM_1_TIDTIE | TID1 | TI1 _LG | NP15 | GENERATOR 718
0810 | KIFE1_1_CSCTIE | CSC1 | CS1 _LG | NP15 | GENERATOR 376
0811 | SCOTT_1_CSCTIE | CSC1 | CS1 _LG | NP15 | GENERATOR 635
0812 | RICHMN_6_LMDTIE | LMD1 | LUD1_LG | NP15 | GENERATOR 612
0813 | MEADVW_6_LMDTIE | LMD1 | LUD1_LG | NP15 | GENERATOR 419
0814 | SPRGVL_2_TULESC | SCE1 | SCNO_LG | SP15 | TULE EDISON
0815 | APLHIL_1_SLABCK | PGE3 | PGSI_LG | NP15 | SLAB CREEK
0816 | USWNDR_2_SMUD | PGE3 | PGSA_LG | NP15 | SOLANO WIND
0817 | SPIAND_1_UNIT | PGE3 | PGNV_LG | NP15 | SPI ANDERSON
0818 | AZUSA_2_HYDRO | SCE1 | SCNO_LG | SP15 | AZUSA HYDRO
0819 | GARNET_1_UNIT 1 | SCE1 | SCEA_LG | SP15 | GARNET GREEN POWER PROJECT | ADD
0820 | GARNET_1_UNIT 2 | SCE1 | SCEA_LG | SP15 | GARNET GREEN POWER PROJECT | ADD
0821 | GARNET_1_UNIT 3 | SCE1 | SCEA_LG | SP15 | GARNET GREEN POWER PROJECT | ADD
0822 | BRDWAY_7_UNIT 1 | PAS1 | PSA1_LG | SP15 | PAS1 | ADD
0823 | BRDWAY_7_UNIT 2 | PAS1 | PSA1_LG | SP15 | PAS1 | ADD
0824 | BRDWAY_7_UNIT 3 | PAS1 | PSA1_LG | SP15 | PAS1 | ADD
0825 | GLNARM_7_UNIT 1 | PAS1 | PSA1_LG | SP15 | PAS1 | ADD
0826 | GLNARM_7_UNIT 2 | PAS1 | PSA1_LG | SP15 | PAS1 | ADD
0827 | BIGCRK_2_PROJCT | SCE1 | SCNO_LG | SP15 | Old Name: BGCRK1_2_PROJCT | 1999-10-15
0828 | BUCKCK_7_PL1X2 | PGE3 | PGNV_LG | NP15 | BUCKCK_7_PL1X2
0829 | BUCKWD_1_UNIT 1 | SCE1 | SCNO_LG | SP15 | BUCKWD_1_UNIT 1
0830 | CARBOU_7_PL2X3 | PGE3 | PGNV_LG | NP15 | CARBOU_7_PL2X3
0831 | CARBOU_7_PL4X5 | PGE3 | PGNV_LG | NP15 | CARBOU_7_PL4X5
0832 | CRESTA_7_PL1X2 | PGE3 | PGNV_LG | NP15 | CRESTA_7_PL1X2
0833 | DRUM_7_#502UN |  |  |  |  | Unavalaible
0834 | DRUM_7_#503UN |  |  |  |  | Unavalaible
0835 | DRUM_7_PL1X2 | PGE3 | PGSI_LG | NP15 | DRUM_7_PL1X2
0836 | DRUM_7_PL3X4 | PGE3 | PGSI_LG | NP15 | DRUM_7_PL3X4
0837 | DWPHOV_2_HOOVER | SCE1 | SCHD_LG | SP15 | DWPHOV_2_HOOVER
0838 | ELECTR_7_PL1X3 | PGE3 | PGST_LG | NP15 | ELECTR_7_PL1X3
0839 | GYS5X6_7_PL5X6 | PGE3 | PGNC_LG | NP15 |  | Unavalaible
0840 | GYS7X8_7_PL7X8 | PGE3 | PGNC_LG | NP15 |  | Unavalaible
0841 | GYS910_7_PL9X10 | PGE3 | PGNC_LG | NP15 |  | Unavalaible
0842 | HAASPH_7_PL1X2 | PGE3 | PGF1_LG | NP15 | HAASPH_7_PL1X2
0843 | JR WD_7_##01UN |  |  |  |  | Unavalaible
0844 | JR WD_7_##02UN |  |  |  |  | Unavalaible
0845 | JR WD_7_##03UN |  |  |  |  | Unavalaible
0846 | JR WD_7_##04UN |  |  |  |  | Unavalaible
0847 | JR WD_7_##05UN |  |  |  |  | Unavalaible
0848 | JR WD_7_##06UN |  |  |  |  | Unavalaible
0849 | JR WD_7_##07UN |  |  |  |  | Unavalaible
0850 | JR WD_7_##08UN |  |  |  |  | Unavalaible
0851 | JR WD_7_##09UN |  |  |  |  | Unavalaible
0852 | MDFKRL_2_PROJCT | PGE3 | PGSI_LG | NP15 | Old Name: MIDFRK_7_PROJECT, MIDFORK & RALSON |  | 1999-10-15
0853 | PIT3_7_PL1X3 | PGE3 | PGNV_LG | NP15 | PIT3_7_PL1X3
0854 | PIT4_7_PL1X2 | PGE3 | PGNV_LG | NP15 | PIT4_7_PL1X2
0855 | PIT5_7_PL1X2 | PGE3 | PGNV_LG | NP15 | PIT5_7_PL1X2
0856 | PIT5_7_PL3X4 | PGE3 | PGNV_LG | NP15 | PIT5_7_PL3X4
0857 | PWEST_1_UNIT | SCE1 | SCNO_LG | SP15 | PWEST_1_UNIT
0858 | ROSVIL_1_UNIT 1 | PGE3 | NCP1_LG | NP15 | ROSVIL_1_UNIT 1 | expire 1/1/01
0859 | ROSVIL_1_UNIT 2 | PGE3 | NCP1_LG | NP15 | ROSVIL_1_UNIT 2 | expire 1/1/01
0860 | SUNSET_2_METER2 | PGE4 | PGKE_LG | ZP26 | SUNSET_2_METER2
0861 | UCDMED_7_UNIT | SMD1 | SM1_LG | NP15 | UCD MED CENTER
0862 | MRCHNT_2_PLANT | SCE1 | SCHD_LG | SP15 | MERCHANT CT 1, CT 2, ST (inside CAISO) |  | 1999-10-15
0864 | SPIFBD_1_PL1X2 | PGE3 | PGSN_LG | NP15 | SPI Sonora Unit 1 2 |  | 1999-10-15
0865 | PARDEB_2_UNTS13 | PGE3 | PGST_LG | NP15 | PARDEE UNIT 1, 3 |  | 1999-10-15
0866 | CAMCHE_1_PL1X3 | PGE3 | PGST_LG | NP15 | Camanche UNIT 1, 2, 3 |  | 1999-10-15
0867 | WAPAT7_2_TRACY2 | PGE3 | WAP1_LG | NP15 | WAPA/USBR |  | 1999-10-15
0868 | CSFPRT_2_ANCSVC | PGE3 | CSF1_LG | NP15 | CCSF A/S UNIT |  | 1999-10-15
0869 | SUNYVL_1_PL1X2 | PGE3 | PGDA_LG | NP15 | UNIT 1, 2 |  | 1999-10-15
0870 | BIGCRK_7_DAM7 | SCE1 | SCNO_LG | SP15 | Dam 7 at Big Creek (Fishwater Generator) |  | 2000-05-02
0871 | BIGCRK_7_MAMRES | SCE1 | SCNO_LG | SP15 | Mammoth Pool Reservoir (Fishwater Generator) |  | 2000-05-02
872 | CEDRFL_6_BGCKWW | PGE3 | PGNV_LG | NP15 | Big Creek Water Works unit at Cedar Flat |  | 2000-05-02
873 | NUEVO_7_UNIT 1 | SCE1 | SCEA_LG | SP15 | Nuevo Energy generation |  | 2000-05-02
874 | PRMADS_7_CPSTNO | SDG1 | SDSD_LG | SP15 | Prima Deschecha (at Capistrano) |  | 2000-05-02
875 | NOCITY_7_ESGATE | SDG1 | SDSD_LG | SP15 | North City unit (at Eastgate) |  | 2000-05-02
876 | CASTAS_7_UNIT 1 | SCE1 | SCNO_LG | SP15 | Nuevo Unocal Rincon Cogen |  | 2000-07-06
877 | GRSCYT_6_SANTGO | SCE1 | SCSO_LG | SP15 | Coyote Canyon 66kV, at SCE's Santiago |  | 2000-07-06
878 | MRCHNT_2_SHARE1 | SCE1 | SCHD_LG | SP15 | Sempra share of Merchant Plant |  | 2000-07-06
879 | MRCHNT_2_SHARE2 | SCE1 | SCHD_LG | SP15 | Reliant share of Merchant Plant |  | 2000-07-06
880 | WSENGY_1_UNIT 4 | PGE3 | PGNV_LG | NP15 | Wheelabrator Shasta Energy Co., at Cottonwood |  | 2000-07-06
881 | ROSVIL_6_GT1 | PGE3 | NCP1_LG | NP15 | NCPA Roseville Gas Turbine Unit #1 |  | 2000-12-11
882 | ROSVIL_6_GT2 | PGE3 | NCP1_LG | NP15 | NCPA Roseville Gas Turbine Unit #2 |  | 2000-12-11
883 | LNCLND_7_UNIT 1 | PGE3 | NCP1_LG | NP15 | Lincoln Power Plant at Pleasant Grove Sub |  | 2000-12-11
884 | BADLND_7_PL1X2 | SCE1 | SCEA_LG | SP15 | Landfill Gas at Badlands Landfill Site of Riverside County |  | 2000-12-11
885 | MTWIND_1_UNIT 1 | SCE1 | SCEA_LG | SP15 | MountWind 115KV Substation at Devers |  | 2001-02-01
886 | MTWIND_1_UNIT 2 | SCE1 | SCEA_LG | SP15 | MountWind 115KV Substation at Devers |  | 2001-02-01
887 | WSTFOR_6_UNIT | PGE3 | PGCC_LG | NP15 | Western Forest Sub closing to Solodad Sub |  | 2001-02-01
888 | CENTRY_6_PL1X4 | SCE1 | SCEA_LG | SP15 | Century Unit 1, 2, 3, 4 |  | 2001-06-01
889 | CHWCHL_1_UNIT | PGE3 | PGYO_LG | NP15 | NEO California Power LLC, Chow 2 |  | 2001-06-01
890 | DMDVLY_1_UNITS | SCE1 | SCEA_LG | SP15 | Diamond Valley Lake Power Plant , Units 1-4 |  | 2001-06-01
891 | DREWS_6_PL1X4 | SCE1 | SCEA_LG | SP15 | Drews Unit 1, 2, 3, 4 |  | 2001-06-01
892 | GOLETA_6_GAVOTA | SCE1 | SCNO_LG | SP15 | GOHF (Gaviota Oil Heating Facility) |  | 2001-06-01
893 | LAPLMA_2_UNIT 1 | PGE4 | PGKE_LG | ZP26 | La Paloma Generating Plant #1 |  | 2001-06-01
894 | LAPLMA_2_UNIT 2 | PGE4 | PGKE_LG | ZP26 | La Paloma Generating Plant #2 |  | 2001-06-01
895 | LAPLMA_2_UNIT 3 | PGE4 | PGKE_LG | ZP26 | La Paloma Generating Plant #3 |  | 2001-06-01
896 | LAPLMA_2_UNIT 4 | PGE4 | PGKE_LG | ZP26 | La Paloma Generating Plant #4 |  | 2001-06-01
897 | LMBEPK_2_UNIT 1 | PGE3 | PGSA_LG | NP15 | Panda West I Energy Facility |  | 2001-06-01
898 | LMBEPK_2_UNIT 2 | PGE3 | PGSA_LG | NP15 | Panda West II Energy Facility |  | 2001-06-01
899 | LMBEPK_2_UNIT 3 | PGE3 | PGSA_LG | NP15 | Panda West III Energy Facility |  | 2001-06-01
900 | LMEC_1_PL1X3 | PGE3 | PGDI_LG | NP15 | Los Medanos Energy Center |  | 2001-06-01
901 | PALMER_1_LOSAMS | PGE4 | PGLP_LG | ZP26 | Los Alamos Energy Unit 1, 2 |  | 2001-06-01
902 | REDBLF_6_UNIT | PGE3 | PGNV_LG | NP15 | NEO California Power LLC at Red Bluff |  | 2001-06-01
903 | SEAWND_1_UNITS | SCE1 | SCEA_LG | SP15 | Alta Mesa Project -- Phase IV |  | 2001-06-01
904 | SUNRIS_2_PL1X2 | PGE4 | PGKE_LG | ZP26 | Sunrise Power Company Unit 1 and 2 |  | 2001-06-01
905 | SUTTER_2_PL1X3 | PGE3 | PGSA_LG | NP15 | Sutter Power Plant Unit 1, 2, 3 |  | 2001-06-01
906 | VESTAL_6_WDFIRE | SCE1 | SCNO_LG | SP15 | Sierra Power Corporation |  | 2001-06-01
907 | AGRICO_6_UNIT 3 | PGE3 | PGF1_LG | NP15 | Wellhead in Fresno Peaker |  | 2001-07-01
908 | BYRON_6_UNITS | PGE3 | PGMS_LG | NP15 | Byron Power Partners, L.P. |  | 2001-07-01
909 | ESCNDO_6_UNIT 1 | SDG1 | SDSD_LG | SP15 | RAMCO Escondido |  | 2001-07-01
910 | HARBGN_7_PL2X3 | SCE1 | SCWE_LG | SP15 | Harbor Cogen Steam Turbines |  | 2001-07-01
911 | OLIND1_7_PL1X3 | SCE1 | SCEA_LG | SP15 | Olinda I |  | 2001-07-01
912 | OLIND2_7_PL1X2 | SCE1 | SCEA_LG | SP15 | Olinda II |  | 2001-07-01
913 | OTAY_6_UNIT 1 | SDG1 | SDSD_LG | SP15 | RAMCO Chula Vista |  | 2001-07-01
914 | SANITR_6_UNITS | SCE1 | SCWE_LG | SP15 | LACSD Carson Joint Water Pollution Control Plant |  | 2001-07-01

## LOADTAKEOUT
ID SUFFIX | LOAD TAKEOUT NAME (LOAD_ID) | DEMAND ZONE (LOAD_ID) | LOADGRP (LOAD_ID) | CONGESTION ZONE | DESCRIPTION | Comments
5000 | CSCCOG_7_#G00LD | CSC1 | CS1 _LG | NP15 | AUX. OR PUMP LOAD FOR CSCCOG_1_UNIT 1
5001 | CSCGNR_7_#G00LD | CSC1 | CS1 _LG | NP15 | AUX. OR PUMP LOAD FOR CSCGNR_1_UNIT 2
5002 | KIFE1_1_V100LD | CSC1 | CS1 _LG | NP15 | KIFER (CITY OF SANTA CLARA)
5003 | SCOTT_1_V100LD | CSC1 | CS1 _LG | NP15 | SCOTT
5004 | CSCCCA_7_#G00LD | CSC1 | CS1 _LG | NP15 | Container Corp. of America
5005 | SPSUSN_7_#G00LD | LMD1 | LUD1_LG | NP15 | AUX. OR PUMP LOAD FOR SPSUSN_6_UNIT
5006 | LSNCOL_7_1400LD | LMD1 | LUD1_LG | NP15 | AUX. OR PUMP LOAD FOR LSNCOL_6_UNIT 1
5007 | WN&AMD_7_#G00LD | LMD1 | LUD1_LG | NP15 | AUX. OR PUMP LOAD FOR WN&AMD_6_UNIT 2
5008 | HONEYL_7_#G00LD | LMD1 | LUD1_LG | NP15 | AUX. OR PUMP LOAD FOR HONEYL_6_UNIT
5009 | RICHMN_6_V600LD | LMD1 | LUD1_LG | NP15 | RICHMOND
5010 | MEADVW_6_V600LD | LMD1 | LUD1_LG | NP15 | MEADOW VIEW
5011 | MILLWD_6_V600LD | LMD1 | LUD1_LG | NP15 | MILLWOOD
5012 | JLDWEN_6_V600LD | LMD1 | LUD1_LG | NP15 | Jeld-Wen(Susanville Forest Products)
5013 | CHESNT_7_1400LD | LMD1 | LUD1_LG | NP15 | CHESTNUT
5014 | JLDWEN_7_#G00LD | LMD1 | LUD1_LG | NP15 | Jeld-Wen(Susanville Forest Products)
5015 | N.HGAN_7_#G00LD | MID1 | MI1 _LG | NP15 | AUX. OR PUMP LOAD FOR N.HGAN_2_UNIT
5016 | DPDROM_7_#300LD | MID1 | MI1 _LG | NP15 | AUX. OR PUMP LOAD FOR DPDROM_2_UNIT 3
5017 | MCCLUR_7_#100LD | MID1 | MI1 _LG | NP15 | AUX. OR PUMP LOAD FOR MCCLUR_1_UNIT 1
5018 | MCCLUR_7_#200LD | MID1 | MI1 _LG | NP15 | AUX. OR PUMP LOAD FOR MCCLUR_1_UNIT 2
5019 | PARKER_6_V700LD | MID1 | MI1 _LG | NP15 | PARKER
5020 | STNDFD_6_V700LD | MID1 | MI1 _LG | NP15 | STANDIFORD
5021 | FINNEY_6_V700LD | MID1 | MI1 _LG | NP15 | FINNEY
5022 | ROSEMR_6_V700LD | MID1 | MI1 _LG | NP15 | ROSEMORE
5023 | 8TH ST_6_7000LD | MID1 | MI1 _LG | NP15 | 8TH STREET
5024 | PRSCOT_6_V700LD | MID1 | MI1 _LG | NP15 | PRESCOTT
5025 | GRGGSM_6_V700LD | MID1 | MI1 _LG | NP15 | BRIGGSMORE
5026 | ENSLEN_6_V700LD | MID1 | MI1 _LG | NP15 | ENSLEN
5027 | WOODRW_6_V700LD | MID1 | MI1 _LG | NP15 | WOODROW
5028 | 12TH S_6_##00LD | MID1 | MI1 _LG | NP15 | 12TH STREET
5029 | SNROSA_6_V700LD | MID1 | MI1 _LG | NP15 | SANTA ROSA
5030 | LAPHAM_6_V700LD | MID1 | MI1 _LG | NP15 | LAPHAM
5031 | MARIPS_6_V700LD | MID1 | MI1 _LG | NP15 | MARIPOSA
5032 | CLAUS_6_V700LD | MID1 | MI1 _LG | NP15 | CLAUS
5033 | OAKDAL_6_V700LD | MID1 | MI1 _LG | NP15 | OAKDALE
5034 | SYLVAN_6_V700LD | MID1 | MI1 _LG | NP15 | SYLVAN
5035 | REINWY_6_V700LD | MID1 | MI1 _LG | NP15 | REINWAY
5036 | LINCLN_6_V600LD | MID1 | MI1 _LG | NP15 | LINCOLN
5037 | STCRUZ_1_V100LD | MID1 | MI1 _LG | NP15 | SANTA CRUZ
5038 | PRDISE_6_V700LD | MID1 | MI1 _LG | NP15 | PARADISE
5039 | SISK_6_V700LD | MID1 | MI1 _LG | NP15 | SISK
5040 | POUST_6_V700LD | MID1 | MI1 _LG | NP15 | POUST
5041 | COFFEE_6_V700LD | MID1 | MI1 _LG | NP15 | COFFEE
5042 | BNDSFL_6_V700LD | MID1 | MI1 _LG | NP15 | BONDS FLAT
5043 | ROSSEL_6_V700LD | MID1 | MI1 _LG | NP15 | ROSSELLE
5044 | LADD_6_V700LD | MID1 | MI1 _LG | NP15 | LADD
5045 | HUMBSB_1_V100LD | PGE1 | PGHB_LG | HUMB | AUX. OR PUMP LOAD FOR HUMBSB_1_QF
5046 | HUMBSB_7_SC00LD | PGE1 | PGHB_LG | HUMB | AUX. OR PUMP LOAD FOR HUMBSB_7_20MVAR
5047 | HUMBPP_7_#100LD | PGE1 | PGHB_LG | HUMB | AUX. OR PUMP LOAD FOR HUMBPP_7_UNIT 1
5048 | HUMBPP_7_1300LD | PGE1 | PGHB_LG | HUMB | AUX. OR PUMP LOAD FOR HUMBPP_6_MOBLES
5049 | ULTPBL_7_#G00LD | PGE1 | PGHB_LG | HUMB | AUX. OR PUMP LOAD FOR ULTPBL_6_UNIT 1
5050 | LAPAC_7_#G00LD | PGE1 | PGHB_LG | HUMB | AUX. OR PUMP LOAD FOR LAPAC_6_UNIT
5051 | FAIRHV_7_#G00LD | PGE1 | PGHB_LG | HUMB | AUX. OR PUMP LOAD FOR FAIRHV_6_UNIT
5052 | PACLUM_7_#G00LD | PGE1 | PGHB_LG | HUMB | AUX. OR PUMP LOAD FOR PACLUM_6_UNIT
5053 | BLUFRD_7_#G00LD | PGE1 | PGHB_LG | HUMB | AUX. OR PUMP LOAD FOR BLUFRD_7_UNIT
5054 | KEKAWK_7_#G00LD | PGE1 | PGHB_LG | HUMB | AUX. OR PUMP LOAD FOR KEKAWK_6_UNIT
5055 | LOWGAP_1_V100LD | PGE1 | PGHB_LG | HUMB | Low Gap
5056 | ORICK_6_V600LD | PGE1 | PGHB_LG | HUMB | Orick
5057 | TRNDAD_6_V600LD | PGE1 | PGHB_LG | HUMB | Trinidad
5058 | JANCRK_6_V600LD | PGE1 | PGHB_LG | HUMB | Janes Creek
5059 | BLULKE_6_V600LD | PGE1 | PGHB_LG | HUMB | Blue Lake
5060 | SMPFAR_6_V600LD | PGE1 | PGHB_LG | HUMB | Simpson
5061 | ARCATA_6_V600LD | PGE1 | PGHB_LG | HUMB | Arcata
5062 | FAIRHV_6_V600LD | PGE1 | PGHB_LG | HUMB | Fairhaven
5063 | HARRIS_6_V600LD | PGE1 | PGHB_LG | HUMB | Harris
5064 | EUREKA_6_V600LD | PGE1 | PGHB_LG | HUMB | Eureka
5065 | HUMBPP_6_V600LD | PGE1 | PGHB_LG | HUMB | Humboldt Bay
5066 | MPLCRK_6_V600LD | PGE1 | PGHB_LG | HUMB | Maple Creek
5067 | WLLWCR_6_V600LD | PGE1 | PGHB_LG | HUMB | Willow Creek
5068 | HOOPA_6_V600LD | PGE1 | PGHB_LG | HUMB | Hoopa
5069 | EELRVR_6_V600LD | PGE1 | PGHB_LG | HUMB | Eel River
5070 | NEWBRG_6_V600LD | PGE1 | PGHB_LG | HUMB | Newburg
5071 | CRLTTA_6_V600LD | PGE1 | PGHB_LG | HUMB | Carlotta
5072 | RIODLL_6_V600LD | PGE1 | PGHB_LG | HUMB | Rio Dell
5073 | BRDGVL_6_V600LD | PGE1 | PGHB_LG | HUMB | Bridgeville
5074 | FRTLND_6_V600LD | PGE1 | PGHB_LG | HUMB | Fruitland
5075 | FTSWRD_6_V600LD | PGE1 | PGHB_LG | HUMB | Fort Seward
5076 | GRBRVL_6_V600LD | PGE1 | PGHB_LG | HUMB | Garberville
5077 | HUMBPP_7_#200LD | PGE1 | PGHB_LG | HUMB | Humboldt Bay Unit 2
5078 | MIL&MT_7_#G00LD | PGE1 | PGHB_LG | HUMB | Mathews Dam(Humboldt Bay Municpal Water District)
5079 | SMTH.R_7_#G00LD | PGE1 | PGHB_LG | HUMB | Smith River
5080 | MISSIX_1_V100LD | PGE2 | PGSF_LG | SF | AUX. OR PUMP LOAD FOR MISSIX_1_QF
5081 | POTRPP_7_4600LD | PGE2 | PGSF_LG | SF | AUX. OR PUMP LOAD FOR POTRPP_7_UNIT 6
5082 | DALYCT_1_V100LD | PGE2 | PGP1_LG | SF | DALY CITY
5083 | SERRMT_1_V100LD | PGE2 | PGP1_LG | SF | SERRAMONTE
5084 | ESTGRD_1_V100LD | PGE2 | PGP1_LG | SF | EAST GRAND
5085 | SFAIRP_1_V100LD | PGE2 | PGP1_LG | SF | AIRPORT
5086 | MILLBR_1_V100LD | PGE2 | PGP1_LG | SF | MILLBRAE 115kV
5087 | MIL-SF_1_V100LD | PGE2 | PGP1_LG | SF | San Francisco Airport
5088 | SNTHLN_6_V600LD | PGE2 | PGP1_LG | SF | Sneath Lane
5089 | SNBRNO_6_V600LD | PGE2 | PGP1_LG | SF | San Bruno
5090 | SNANDR_6_V600LD | PGE2 | PGP1_LG | SF | SAN ANDREAS
5091 | MILLBR_6_V600LD | PGE2 | PGP1_LG | SF | MILLBRAE 60kV
5092 | PACFCA_6_V600LD | PGE2 | PGP1_LG | SF | PACIFICA
5093 | BURLNG_6_V600LD | PGE2 | PGP1_LG | SF | BURLINGAME
5094 | UNTDQF_7_#G00LD | PGE2 | PGP1_LG | SF | United Cogen
5095 | EMBRCD_7_1B00LD | PGE2 | PGSF_LG | SF | Embarcadero
5096 | EMBRCD_7_2B00LD | PGE2 | PGSF_LG | SF | Embarcadero
5097 | EMBRCD_7_1A00LD | PGE2 | PGSF_LG | SF | Embarcadero
5098 | EMBRCD_7_2A00LD | PGE2 | PGSF_LG | SF | Embarcadero
5099 | LARKIN_7_#100LD | PGE2 | PGSF_LG | SF | Larkin 1
5100 | LARKIN_7_#200LD | PGE2 | PGSF_LG | SF | Larkin 2
5101 | MISSIX_7_#100LD | PGE2 | PGSF_LG | SF | Mission 1
5102 | MISSIX_7_#200LD | PGE2 | PGSF_LG | SF | Mission 2
5103 | POTRPP_7_#100LD | PGE2 | PGSF_LG | SF | Potrero 1
5104 | POTRPP_7_#200LD | PGE2 | PGSF_LG | SF | Potrero 2
5105 | HUNTER_7_1200LD | PGE2 | PGSF_LG | SF | Hunters Point
5106 | BAYSHR_1_#100LD | PGE2 | PGSF_LG | SF | Bayshore 1
5107 | BAYSHR_1_#200LD | PGE2 | PGSF_LG | SF | Bayshore 2
5108 | MARTIN_7_AG00LD | PGE2 | PGSF_LG | SF | MARTIN GEN
5109 | MARTIN_7_#F00LD | PGE2 | PGSF_LG | SF | MARTIN
5110 | POTRPP_7_#300LD | PGE2 | PGSF_LG | SF | POTRERO 3
5111 | HUNTER_7_#200LD | PGE2 | PGSF_LG | SF | HUNTERS POINT 2
5112 | HUNTER_7_#300LD | PGE2 | PGSF_LG | SF | HUNTERS POINT 3
5113 | HUNTER_7_#400LD | PGE2 | PGSF_LG | SF | HUNTERS POINT 4
5114 | HUNTER_7_#D00LD | PGE2 | PGSF_LG | SF | HUNTERS POINT D
5115 | KIRKWD_7_#100LD | PGE3 | CSF1_LG | NP15 | AUX. OR PUMP LOAD FOR KIRKWD_7_UNIT 1
5116 | KIRKWD_7_#200LD | PGE3 | CSF1_LG | NP15 | AUX. OR PUMP LOAD FOR KIRKWD_7_UNIT 2
5117 | KIRKWD_7_#300LD | PGE3 | CSF1_LG | NP15 | AUX. OR PUMP LOAD FOR KIRKWD_2_UNIT 3
5118 | HOLM_7_#100LD | PGE3 | CSF1_LG | NP15 | AUX. OR PUMP LOAD FOR HOLM_7_UNIT 1
5119 | HOLM_7_#200LD | PGE3 | CSF1_LG | NP15 | AUX. OR PUMP LOAD FOR HOLM_7_UNIT 2
5120 | MOCCPH_7_#100LD | PGE3 | CSF1_LG | NP15 | AUX. OR PUMP LOAD FOR MOCCPH_7_UNIT 1
5121 | MOCCPH_7_#200LD | PGE3 | CSF1_LG | NP15 | AUX. OR PUMP LOAD FOR MOCCPH_7_UNIT 2
5122 | HYTTHM_2_V200LD | PGE3 | CWR1_LG | NP15 | AUX. OR PUMP LOAD FOR HYTTHM_2_UNITS
5123 | DELTSW_2_V200LD | PGE3 | CWR1_LG | NP15 | AUX. OR PUMP LOAD FOR DELTSW_2_PUMP
5124 | SLUISP_2_V200LD | PGE3 | CWR1_LG | NP15 | AUX. OR PUMP LOAD FOR SLUISP_2_UNITS
5125 | DOSMGO_2_V200LD | PGE3 | CWR1_LG | NP15 | AUX. OR PUMP LOAD FOR DOSMGO_2_PUMP
5126 | PINFLT_7_#G00LD | PGE3 | CWR1_LG | NP15 | AUX. OR PUMP LOAD FOR PINFLT_7_UNITS
5127 | BOTRCK_7_#G00LD | PGE3 | CWR1_LG | NP15 | AUX. OR PUMP LOAD FOR BOTRCK_7_UNIT 1
5128 | SPICER_7_#G00LD | PGE3 | NCP1_LG | NP15 | AUX. OR PUMP LOAD FOR SPICER_1_UNIT 1
5129 | COLVIL_7_#100LD | PGE3 | NCP1_LG | NP15 | AUX. OR PUMP LOAD FOR COLVIL_7_UNIT 1
5130 | COLVIL_7_#200LD | PGE3 | NCP1_LG | NP15 | AUX. OR PUMP LOAD FOR COLVIL_7_UNIT 2
5131 | NCPA1_7_G100LD | PGE3 | NCP1_LG | NP15 | AUX. OR PUMP LOAD FOR NCPA_7_GP1UN1
5132 | NCPA1_7_G200LD | PGE3 | NCP1_LG | NP15 | AUX. OR PUMP LOAD FOR NCPA_7_GP1UN2
5133 | NCPA2_7_G100LD | PGE3 | NCP1_LG | NP15 | AUX. OR PUMP LOAD FOR NCPA_7_GP2UN3
5134 | NCPA2_7_G200LD | PGE3 | NCP1_LG | NP15 | AUX. OR PUMP LOAD FOR NCPA_7_GP2UN4
5135 | ROSVIL_7_#C00LD | PGE3 | NCP1_LG | NP15 | AUX. OR PUMP LOAD FOR ROSVIL_2_SRPC
5136 | ALAMDA_7_CT00LD | PGE3 | NCP1_LG | NP15 | AUX. OR PUMP LOAD FOR ALMEGT_1_UNIT 2
5137 | LODI25_7_CT00LD | PGE3 | NCP1_LG | NP15 | AUX. OR PUMP LOAD FOR LODI25_2_UNIT 1
5138 | STIG C_7_#G00LD | PGE3 | NCP1_LG | NP15 | AUX. OR PUMP LOAD FOR STIGCT_2_LODI
5139 | NCPPRT_7_SC00LD | PGE3 | NCP1_LG | NP15 | AUX. OR PUMP LOAD FOR NCPPRT_7_ANCSVC
5140 | PLESSL_7_#G00LD | PGE3 | PGCC_LG | NP15 | AUX. OR PUMP LOAD FOR PLESSL_1_UNIT
5141 | MOSSLD_1_1100LD | PGE3 | PGCC_LG | NP15 | AUX. OR PUMP LOAD FOR MOSSLD_1_QF
5142 | C.I.C._7_GN00LD | PGE3 | PGCC_LG | NP15 | AUX. OR PUMP LOAD FOR WATSON_1_CICCOG
5143 | SARGNT_7_#G00LD | PGE3 | PGCC_LG | NP15 | AUX. OR PUMP LOAD FOR SARGNT_2_UNIT
5144 | SALIRV_7_#G00LD | PGE3 | PGCC_LG | NP15 | AUX. OR PUMP LOAD FOR SALIRV_2_UNIT
5145 | MOSSLD_7_#100LD | PGE3 | PGCC_LG | NP15 | AUX. OR PUMP LOAD FOR MOSSLD_7_UNIT 1
5146 | MOSSLD_7_#200LD | PGE3 | PGCC_LG | NP15 | AUX. OR PUMP LOAD FOR MOSSLD_7_UNIT 2
5147 | MOSSLD_7_#300LD | PGE3 | PGCC_LG | NP15 | AUX. OR PUMP LOAD FOR MOSSLD_7_UNIT 3
5148 | MOSSLD_7_#400LD | PGE3 | PGCC_LG | NP15 | AUX. OR PUMP LOAD FOR MOSSLD_7_UNIT 4
5149 | MOSSLD_7_#500LD | PGE3 | PGCC_LG | NP15 | AUX. OR PUMP LOAD FOR MOSSLD_7_UNIT 5
5150 | NACMTO_7_#G00LD | PGE3 | PGCC_LG | NP15 | AUX. OR PUMP LOAD FOR NACMTO_2_UNIT
5151 | SOLDAD_7_#G00LD | PGE3 | PGCC_LG | NP15 | AUX. OR PUMP LOAD FOR SOLDAD_1_SLDPRS
5152 | CASASL_7_#G00LD | PGE3 | PGCC_LG | NP15 | AUX. OR PUMP LOAD FOR CASASL_2_UNIT 1
5153 | MONTVS_1_V100LD | PGE3 | PGDA_LG | NP15 | AUX. OR PUMP LOAD FOR MNTVIS_1_QF
5154 | GRSGUD_7_#G00LD | PGE3 | PGDA_LG | NP15 | AUX. OR PUMP LOAD FOR GRSGUD_2_GUADLP
5155 | GRSMTV_7_#G00LD | PGE3 | PGDA_LG | NP15 | AUX. OR PUMP LOAD FOR GRSMTV_1_MTNVEW
5156 | GWFPW4_7_#G00LD | PGE3 | PGDI_LG | NP15 | AUX. OR PUMP LOAD FOR GWFPW4_6_UNIT 1
5157 | MORAGA_7_2T00LD | PGE3 | PGDI_LG | NP15 | AUX. OR PUMP LOAD FOR MORAGA_7_1 48MV
5158 | MORAGA_7_3T00LD | PGE3 | PGDI_LG | NP15 | AUX. OR PUMP LOAD FOR MORAGA_7_2 48MV
5159 | MORAGA_7_1T00LD | PGE3 | PGDI_LG | NP15 | AUX. OR PUMP LOAD FOR MORAGA_7_3 48MV
5160 | GWFPW2_7_#G00LD | PGE3 | PGDI_LG | NP15 | AUX. OR PUMP LOAD FOR GWFPW2_1_UNIT 1
5161 | COCOPP_7_#100LD | PGE3 | PGDI_LG | NP15 | AUX. OR PUMP LOAD FOR COCOPP_7_UNIT 1
5162 | COCOPP_7_#200LD | PGE3 | PGDI_LG | NP15 | AUX. OR PUMP LOAD FOR COCOPP_7_UNIT 2
5163 | COCOPP_7_#300LD | PGE3 | PGDI_LG | NP15 | AUX. OR PUMP LOAD FOR COCOPP_7_UNIT 3
5164 | COCOPP_7_#400LD | PGE3 | PGDI_LG | NP15 | AUX. OR PUMP LOAD FOR COCOPP_7_UNIT 4
5165 | COCOPP_7_#500LD | PGE3 | PGDI_LG | NP15 | AUX. OR PUMP LOAD FOR COCOPP_7_UNIT 5
5166 | PITTSP_7_#300LD | PGE3 | PGDI_LG | NP15 | AUX. OR PUMP LOAD FOR PITTSP_7_UNIT 3
5167 | PITTSP_7_#400LD | PGE3 | PGDI_LG | NP15 | AUX. OR PUMP LOAD FOR PITTSP_7_UNIT 4
5168 | FOSTER_7_#G00LD | PGE3 | PGDI_LG | NP15 | AUX. OR PUMP LOAD FOR FOSTER_2_UNITS
5169 | GWFPW3_7_#G00LD | PGE3 | PGDI_LG | NP15 | AUX. OR PUMP LOAD FOR GWFPW3_1_UNIT 1
5170 | GWFPW1_7_#G00LD | PGE3 | PGDI_LG | NP15 | AUX. OR PUMP LOAD FOR GWFPW1_6_UNIT
5171 | GWFPW5_7_#G00LD | PGE3 | PGDI_LG | NP15 | AUX. OR PUMP LOAD FOR GWFPW5_6_UNIT 1
5172 | WNDMAS_7_#G00LD | PGE3 | PGDI_LG | NP15 | AUX. OR PUMP LOAD FOR WNDMAS_2_UNIT 1
5173 | ALTENG_7_#G00LD | PGE3 | PGDI_LG | NP15 | AUX. OR PUMP LOAD FOR ALTENG_2_UNIT 2
5174 | JVENTR_7_#G00LD | PGE3 | PGDI_LG | NP15 | AUX. OR PUMP LOAD FOR JVENTR_2_UNIT 1
5175 | CROKET_7_1800LD | PGE3 | PGEB_LG | NP15 | AUX. OR PUMP LOAD FOR CROKET_7_UNIT
5176 | OAK C_7_G100LD | PGE3 | PGEB_LG | NP15 | AUX. OR PUMP LOAD FOR OAK C_7_UNIT 1
5177 | OAK C_7_2300LD | PGE3 | PGEB_LG | NP15 | AUX. OR PUMP LOAD FOR OAK C_7_UNIT 3
5178 | EBMUD_7_#G00LD | PGE3 | PGEB_LG | NP15 | AUX. OR PUMP LOAD FOR EBMUD_1_UNIT 1
5179 | OLS_7_#G00LD | PGE3 | PGEB_LG | NP15 | AUX. OR PUMP LOAD FOR OLS_1_UNIT
5180 | MCCALL_7_1T00LD | PGE3 | PGF1_LG | NP15 | AUX. OR PUMP LOAD FOR MCCALL_7_1 48MV
5181 | MCCALL_7_2T00LD | PGE3 | PGF1_LG | NP15 | AUX. OR PUMP LOAD FOR MCCALL_7_2 48MV
5182 | AGRICO_7_#G00LD | PGE3 | PGF1_LG | NP15 | AUX. OR PUMP LOAD FOR AGRICO_7_UNIT
5183 | WISHON_7_#G00LD | PGE3 | PGF1_LG | NP15 | AUX. OR PUMP LOAD FOR WISHON_6_UNITS
5184 | HELMPG_7_#100LD | PGE3 | PGF1_LG | NP15 | AUX. OR PUMP LOAD FOR HELMPG_7_UNIT 1
5185 | HELMPG_7_#200LD | PGE3 | PGF1_LG | NP15 | AUX. OR PUMP LOAD FOR HELMPG_7_UNIT 2
5186 | HELMPG_7_#300LD | PGE3 | PGF1_LG | NP15 | AUX. OR PUMP LOAD FOR HELMPG_7_UNIT 3
5187 | BALCHS_7_1G00LD | PGE3 | PGF1_LG | NP15 | AUX. OR PUMP LOAD FOR BALCHS_7_UNIT 1
5188 | BALCHS_7_2G00LD | PGE3 | PGF1_LG | NP15 | AUX. OR PUMP LOAD FOR BALCHS_7_UNIT 2
5189 | BALCHS_7_3G00LD | PGE3 | PGF1_LG | NP15 | AUX. OR PUMP LOAD FOR BALCHS_7_UNIT 3
5190 | KINGRV_7_1300LD | PGE3 | PGF1_LG | NP15 | AUX. OR PUMP LOAD FOR KINGRV_7_UNIT 1
5191 | CRNEVL_7_#G00LD | PGE3 | PGF1_LG | NP15 | AUX. OR PUMP LOAD FOR CRNEVL_6_SJQN 3
5192 | FRIANT_7_#G00LD | PGE3 | PGF1_LG | NP15 | AUX. OR PUMP LOAD FOR FRIANT_6_UNITS
5193 | KGSIPH_7_#G00LD | PGE3 | PGF1_LG | NP15 | AUX. OR PUMP LOAD FOR KGSIPH_6_UNIT 1
5194 | RIOQF_7_#G00LD | PGE3 | PGF1_LG | NP15 | AUX. OR PUMP LOAD FOR RIOQF_6_OLCESE
5195 | KINGCO_7_#G00LD | PGE3 | PGF1_LG | NP15 | AUX. OR PUMP LOAD FOR KINGCO_1_KINGBR
5196 | SGREGY_7_#G00LD | PGE3 | PGF1_LG | NP15 | AUX. OR PUMP LOAD FOR SGREGY_6_SANGER
5197 | GWFPWR_7_#G00LD | PGE3 | PGF1_LG | NP15 | AUX. OR PUMP LOAD FOR GWFPWR_6_UNIT
5198 | TXCOAL_7_#G00LD | PGE3 | PGF1_LG | NP15 | AUX. OR PUMP LOAD FOR TXCOAL_6_UNIT
5199 | ULTPFR_1_#G00LD | PGE3 | PGF1_LG | NP15 | AUX. OR PUMP LOAD FOR ULTPFR_1_UNIT 1
5200 | LSPSTA_6_V600LD | PGE3 | PGMS_LG | NP15 | AUX. OR PUMP LOAD FOR LASPOS_6_USWIND
5201 | NEWRK_7_7T00LD | PGE3 | PGMS_LG | NP15 | AUX. OR PUMP LOAD FOR NEWARK_7_15MVAR
5202 | NEWRK_7_1T00LD | PGE3 | PGMS_LG | NP15 | AUX. OR PUMP LOAD FOR NEWARK_7_26MVAR
5203 | NEWRK_7_2T00LD | PGE3 | PGMS_LG | NP15 | AUX. OR PUMP LOAD FOR NEWARK_7_12.5MV
5204 | NEWRK_7_9T00LD | PGE3 | PGMS_LG | NP15 | AUX. OR PUMP LOAD FOR NEWARK_7_24MVAR
5205 | LFC 51_7_G+00LD | PGE3 | PGMS_LG | NP15 | AUX. OR PUMP LOAD FOR LFC 51_2_UNIT 1
5206 | SEAWST_7_#F00LD | PGE3 | PGMS_LG | NP15 | AUX. OR PUMP LOAD FOR SEAWST_6_LAPOS
5207 | USWND1_7_#G00LD | PGE3 | PGMS_LG | NP15 | AUX. OR PUMP LOAD FOR USWND1_2_UNITS
5208 | ZOND_7_#G00LD | PGE3 | PGMS_LG | NP15 | AUX. OR PUMP LOAD FOR ZOND_6_UNIT
5209 | MONTPH_7_#G00LD | PGE3 | PGNB_LG | NP15 | AUX. OR PUMP LOAD FOR MONTPH_7_UNITS
5210 | GRSAMR_7_#G00LD | PGE3 | PGNB_LG | NP15 | AUX. OR PUMP LOAD FOR GRSAMR_1_AMER
5211 | NAPA_7_#G00LD | PGE3 | PGNB_LG | NP15 | AUX. OR PUMP LOAD FOR NAPA_2_UNIT
5212 | FULTON_1_V100LD | PGE3 | PGNC_LG | NP15 | AUX. OR PUMP LOAD FOR FULTON_1_QF
5213 | FULTON_7_SC00LD | PGE3 | PGNC_LG | NP15 | AUX. OR PUMP LOAD FOR FULTON_7_20MVAR
5214 | CARBOU_6_V600LD | PGE3 | PGNC_LG | NP15 | AUX. OR PUMP LOAD FOR CARBOU_6_OAKFLT
5215 | SANTFG_7_#G00LD | PGE3 | PGNC_LG | NP15 | AUX. OR PUMP LOAD FOR SANTFG_7_UNITS
5216 | BEARCN_7_#G00LD | PGE3 | PGNC_LG | NP15 | AUX. OR PUMP LOAD FOR BEARCN_2_UNIT 2
5217 | GYS5X6_7_#G00LD | PGE3 | PGNC_LG | NP15 | AUX. OR PUMP LOAD FOR GYS5X6_7_UNITS
5218 | GYS7X8_7_#G00LD | PGE3 | PGNC_LG | NP15 | AUX. OR PUMP LOAD FOR GYS7X8_7_UNITS
5219 | GYS910_7_#G00LD | PGE3 | PGNC_LG | NP15 | AUX. OR PUMP LOAD FOR GYS910_7_UNITS
5220 | GEYS11_7_#G00LD | PGE3 | PGNC_LG | NP15 | AUX. OR PUMP LOAD FOR GEYS11_7_UNIT11
5221 | GEYS12_7_#G00LD | PGE3 | PGNC_LG | NP15 | AUX. OR PUMP LOAD FOR GEYS12_7_UNIT12
5222 | GEYS13_7_#G00LD | PGE3 | PGNC_LG | NP15 | AUX. OR PUMP LOAD FOR GEYS13_7_UNIT13
5223 | GEYS14_7_#G00LD | PGE3 | PGNC_LG | NP15 | AUX. OR PUMP LOAD FOR GEYS14_7_UNIT14
5224 | GEYS16_7_#G00LD | PGE3 | PGNC_LG | NP15 | AUX. OR PUMP LOAD FOR GEYS16_7_UNIT16
5225 | GEYS17_7_#G00LD | PGE3 | PGNC_LG | NP15 | AUX. OR PUMP LOAD FOR GEYS17_7_UNIT17
5226 | GEYS18_7_#G00LD | PGE3 | PGNC_LG | NP15 | AUX. OR PUMP LOAD FOR GEYS18_7_UNIT18
5227 | GEYS20_7_#G00LD | PGE3 | PGNC_LG | NP15 | AUX. OR PUMP LOAD FOR GEYS20_7_UNIT20
5228 | POTTER_7_#G00LD | PGE3 | PGNC_LG | NP15 | AUX. OR PUMP LOAD FOR POTTER_6_UNITS
5229 | INDVLY_7_#G00LD | PGE3 | PGNC_LG | NP15 | AUX. OR PUMP LOAD FOR INDVLY_1_UNITS
5230 | CLRLAK_7_#G00LD | PGE3 | PGNC_LG | NP15 | AUX. OR PUMP LOAD FOR CLRLAK_1_UNIT
5231 | HAMMKN_7_#G00LD | PGE3 | PGNC_LG | NP15 | AUX. OR PUMP LOAD FOR HAMMKN_6_UNITS
5232 | W.SPRG_7_#G00LD | PGE3 | PGNC_LG | NP15 | AUX. OR PUMP LOAD FOR W.SPRG_6_UNIT 1
5233 | GERGPF_7_#G00LD | PGE3 | PGNC_LG | NP15 | AUX. OR PUMP LOAD FOR GERGPF_6_UNIT
5234 | SONOMA_7_#G00LD | PGE3 | PGNC_LG | NP15 | AUX. OR PUMP LOAD FOR SONOMA_6_UNIT
5235 | RNDMTN_2_V200LD | PGE3 | PGNV_LG | NP15 | AUX. OR PUMP LOAD FOR PSUEDO_2_UNIT 2
5236 | CTTNWD_6_V600LD | PGE3 | PGNV_LG | NP15 | AUX. OR PUMP LOAD FOR CTNWDP_1_QF
5237 | TBLMTN_6_V600LD | PGE3 | PGNV_LG | NP15 | AUX. OR PUMP LOAD FOR TBLMTN_6_QF
5238 | MALCHQ_7_#G00LD | PGE3 | PGNV_LG | NP15 | AUX. OR PUMP LOAD FOR MALCHQ_7_UNIT 1
5239 | BURNYF_7_#G00LD | PGE3 | PGNV_LG | NP15 | AUX. OR PUMP LOAD FOR BURNYF_2_UNIT 1
5240 | SMPAND_7_#G00LD | PGE3 | PGNV_LG | NP15 | AUX. OR PUMP LOAD FOR SMPAND_7_UNIT
5241 | LWRCMP_7_#G00LD | PGE3 | PGNV_LG | NP15 | AUX. OR PUMP LOAD FOR LWRCMP_2_UNIT 1
5242 | HATCR1_7_#G00LD | PGE3 | PGNV_LG | NP15 | AUX. OR PUMP LOAD FOR HATCR1_7_UNIT
5243 | HATCR2_7_#G00LD | PGE3 | PGNV_LG | NP15 | AUX. OR PUMP LOAD FOR HATCR2_7_UNIT
5244 | PIT4_7_#G00LD | PGE3 | PGNV_LG | NP15 | AUX. OR PUMP LOAD FOR PIT4_7_UNIT 2
5245 | PIT5_7_U200LD | PGE3 | PGNV_LG | NP15 | AUX. OR PUMP LOAD FOR PIT5_7_UNIT 4
5246 | BLACK_7_#200LD | PGE3 | PGNV_LG | NP15 | AUX. OR PUMP LOAD FOR BLACK_7_UNIT 1
5247 | BLACK_7_#300LD | PGE3 | PGNV_LG | NP15 | AUX. OR PUMP LOAD FOR BLACK_7_UNIT 2
5248 | PIT6_7_U100LD | PGE3 | PGNV_LG | NP15 | AUX. OR PUMP LOAD FOR PIT6_7_UNIT 1
5249 | PIT6_7_U200LD | PGE3 | PGNV_LG | NP15 | AUX. OR PUMP LOAD FOR PIT6_7_UNIT 2
5250 | PIT7_7_U100LD | PGE3 | PGNV_LG | NP15 | AUX. OR PUMP LOAD FOR PIT7_7_UNIT 1
5251 | PIT7_7_U200LD | PGE3 | PGNV_LG | NP15 | AUX. OR PUMP LOAD FOR PIT7_7_UNIT 2
5252 | INSKIP_7_#G00LD | PGE3 | PGNV_LG | NP15 | AUX. OR PUMP LOAD FOR INSKIP_2_UNIT
5253 | COLEMN_7_#G00LD | PGE3 | PGNV_LG | NP15 | AUX. OR PUMP LOAD FOR COLEMN_2_UNIT
5254 | DSABLA_7_#G00LD | PGE3 | PGNV_LG | NP15 | AUX. OR PUMP LOAD FOR DSABLA_7_UNIT
5255 | BUTTVL_7_#G00LD | PGE3 | PGNV_LG | NP15 | AUX. OR PUMP LOAD FOR BUTTVL_7_UNIT 1
5256 | CARBOU_7_2300LD | PGE3 | PGNV_LG | NP15 | AUX. OR PUMP LOAD FOR CARBOU_7_UNIT23
5257 | CARBOU_7_#100LD | PGE3 | PGNV_LG | NP15 | AUX. OR PUMP LOAD FOR CARBOU_7_UNIT 1
5258 | CARBOU_7_4500LD | PGE3 | PGNV_LG | NP15 | AUX. OR PUMP LOAD FOR CARBOU_7_UNIT 5
5259 | BELDEN_7_#G00LD | PGE3 | PGNV_LG | NP15 | AUX. OR PUMP LOAD FOR BELDEN_7_UNIT 1
5260 | RCKCRK_7_#100LD | PGE3 | PGNV_LG | NP15 | AUX. OR PUMP LOAD FOR RCKCRK_7_UNIT 1
5261 | RCKCRK_7_#200LD | PGE3 | PGNV_LG | NP15 | AUX. OR PUMP LOAD FOR RCKCRK_7_UNIT 2
5262 | BUCKCK_7_#G00LD | PGE3 | PGNV_LG | NP15 | AUX. OR PUMP LOAD FOR BUCKCK_7_UNIT 2
5263 | CRESTA_7_#G00LD | PGE3 | PGNV_LG | NP15 | AUX. OR PUMP LOAD FOR CRESTA_7_UNIT 2
5264 | POEPH_7_#100LD | PGE3 | PGNV_LG | NP15 | AUX. OR PUMP LOAD FOR POEPH_7_UNIT 1
5265 | POEPH_7_#200LD | PGE3 | PGNV_LG | NP15 | AUX. OR PUMP LOAD FOR POEPH_7_UNIT 2
5266 | WDLEAF_7_#G00LD | PGE3 | PGNV_LG | NP15 | AUX. OR PUMP LOAD FOR WDLEAF_7_UNIT 1
5267 | FORBST_7_#G00LD | PGE3 | PGNV_LG | NP15 | AUX. OR PUMP LOAD FOR FORBST_7_UNIT 1
5268 | GERBER_7_#G00LD | PGE3 | PGNV_LG | NP15 | AUX. OR PUMP LOAD FOR GERBER_2_UNIT 1
5269 | VOLTA_7_1200LD | PGE3 | PGNV_LG | NP15 | AUX. OR PUMP LOAD FOR VOLTA_2_UNIT 1
5270 | SOUTH_7_#G00LD | PGE3 | PGNV_LG | NP15 | AUX. OR PUMP LOAD FOR SOUTH_2_UNIT
5271 | KILARC_7_1200LD | PGE3 | PGNV_LG | NP15 | AUX. OR PUMP LOAD FOR KILARC_2_UNIT 1
5272 | HMLTBR_7_#G00LD | PGE3 | PGNV_LG | NP15 | AUX. OR PUMP LOAD FOR HMLTBR_6_UNITS
5273 | SLYCRK_7_#G00LD | PGE3 | PGNV_LG | NP15 | AUX. OR PUMP LOAD FOR SLYCRK_1_UNIT 1
5274 | KELYRG_7_#G00LD | PGE3 | PGNV_LG | NP15 | AUX. OR PUMP LOAD FOR KELYRG_6_UNIT
5275 | TOADTW_7_#G00LD | PGE3 | PGNV_LG | NP15 | AUX. OR PUMP LOAD FOR TOADTW_6_UNIT
5276 | CNTRVL_7_#G00LD | PGE3 | PGNV_LG | NP15 | AUX. OR PUMP LOAD FOR CNTRVL_6_UNIT
5277 | BLCKBT_7_#G00LD | PGE3 | PGNV_LG | NP15 | AUX. OR PUMP LOAD FOR BLCKBT_2_STONEY
5278 | CSCHYD_7_#G00LD | PGE3 | PGNV_LG | NP15 | AUX. OR PUMP LOAD FOR CSCHYD_2_UNIT 2
5279 | GRIZLY_7_#G00LD | PGE3 | PGNV_LG | NP15 | AUX. OR PUMP LOAD FOR GRIZLY_1_UNIT 1
5280 | PIT5QF_7_#G00LD | PGE3 | PGNV_LG | NP15 | AUX. OR PUMP LOAD FOR PIT5QF_2_NELSON
5281 | HATCH+_7_#G00LD | PGE3 | PGNV_LG | NP15 | AUX. OR PUMP LOAD FOR HATCH+_2_COVERD
5282 | WEABKR_7_#G00LD | PGE3 | PGNV_LG | NP15 | AUX. OR PUMP LOAD FOR WEABKR_7_UNIT
5283 | CEDRFL_7_#G00LD | PGE3 | PGNV_LG | NP15 | AUX. OR PUMP LOAD FOR CEDRFL_1_BIGCRK
5284 | WEBRFL_7_#G00LD | PGE3 | PGNV_LG | NP15 | AUX. OR PUMP LOAD FOR WEBRFL_1_UNIT 1
5285 | TKOPWR_7_#G00LD | PGE3 | PGNV_LG | NP15 | AUX. OR PUMP LOAD FOR OLSEN_2_UNIT
5286 | SP MIL_7_#G00LD | PGE3 | PGNV_LG | NP15 | AUX. OR PUMP LOAD FOR SP MIL_1_UNIT
5287 | BAILY+_7_#G00LD | PGE3 | PGNV_LG | NP15 | AUX. OR PUMP LOAD FOR BAILY+_2_UNITS
5288 | FRUTG+_7_#G00LD | PGE3 | PGNV_LG | NP15 | AUX. OR PUMP LOAD FOR FRUTG+_2_UNIT 2
5289 | KANAKA_7_#G00LD | PGE3 | PGNV_LG | NP15 | AUX. OR PUMP LOAD FOR KANAKA_1_UNIT
5290 | HATLOS_7_#+00LD | PGE3 | PGNV_LG | NP15 | AUX. OR PUMP LOAD FOR HATLOS_6_UNIT 4
5291 | FORKBU_7_#G00LD | PGE3 | PGNV_LG | NP15 | AUX. OR PUMP LOAD FOR FORKBU_6_UNIT
5292 | CLOVER_7_#G00LD | PGE3 | PGNV_LG | NP15 | AUX. OR PUMP LOAD FOR CLOVER_2_UNIT
5293 | SPBURN_7_#G00LD | PGE3 | PGNV_LG | NP15 | AUX. OR PUMP LOAD FOR SPBURN_2_UNIT 1
5294 | BIGVAL_7_#G00LD | PGE3 | PGNV_LG | NP15 | AUX. OR PUMP LOAD FOR BIGVAL_6_UNIT
5295 | PBUNYN_7_#G00LD | PGE3 | PGNV_LG | NP15 | AUX. OR PUMP LOAD FOR PBUNYN_2_UNIT 1
5296 | OROVIL_7_#G00LD | PGE3 | PGNV_LG | NP15 | AUX. OR PUMP LOAD FOR OROVIL_6_UNIT
5297 | PACORO_7_#G00LD | PGE3 | PGNV_LG | NP15 | AUX. OR PUMP LOAD FOR PACORO_6_UNIT
5298 | COLPIN_7_#G00LD | PGE3 | PGNV_LG | NP15 | AUX. OR PUMP LOAD FOR COLPIN_6_COLLNS
5299 | COWCRK_6_#G00LD | PGE3 | PGNV_LG | NP15 | AUX. OR PUMP LOAD FOR COWCRK_2_UNIT
5300 | SANMAT_7_2C00LD | PGE3 | PGP2_LG | NP15 | AUX. OR PUMP LOAD FOR SANMAT_7_1 33MV
5301 | SANMAT_7_3C00LD | PGE3 | PGP2_LG | NP15 | AUX. OR PUMP LOAD FOR SANMAT_7_2 48MV
5302 | SANMAT_7_1C00LD | PGE3 | PGP2_LG | NP15 | AUX. OR PUMP LOAD FOR SANMAT_7_3 48MV
5303 | CARDCG_7_#100LD | PGE3 | PGP2_LG | NP15 | AUX. OR PUMP LOAD FOR CARDCG_1_UNITS
5304 | BRIGHT_7_#T00LD | PGE3 | PGSA_LG | NP15 | AUX. OR PUMP LOAD FOR BRIGHT_7_20MVAR
5305 | GOLDHL_1_V100LD | PGE3 | PGSA_LG | NP15 | AUX. OR PUMP LOAD FOR GOLDHL_1_QF
5306 | POPPYR_7_#G00LD | PGE3 | PGSA_LG | NP15 | AUX. OR PUMP LOAD FOR POPPY_2_UNIT
5307 | WADHAM_7_#G00LD | PGE3 | PGSA_LG | NP15 | AUX. OR PUMP LOAD FOR WADHAM_6_UNIT
5308 | BIOMAS_7_#G00LD | PGE3 | PGSA_LG | NP15 | AUX. OR PUMP LOAD FOR BIOMAS_1_UNIT 1
5309 | PROCTR_7_#G00LD | PGE3 | PGSA_LG | NP15 | AUX. OR PUMP LOAD FOR PROCTR_7_UNIT 1
5310 | PALMRC_7_#G00LD | PGE3 | PGSA_LG | NP15 | AUX. OR PUMP LOAD FOR PALMRC_1_YOLOLF
5311 | RIVDLT_7_#G00LD | PGE3 | PGSA_LG | NP15 | AUX. OR PUMP LOAD FOR RIVDLT_1_UNIT
5312 | UCDAVS_7_#G00LD | PGE3 | PGSA_LG | NP15 | AUX. OR PUMP LOAD FOR UCDAVS_1_UNIT
5313 | RIOOSO_1_V100LD | PGE3 | PGSI_LG | NP15 | AUX. OR PUMP LOAD FOR RIOOSO_1_QF
5314 | COLGAT_7_#100LD | PGE3 | PGSI_LG | NP15 | AUX. OR PUMP LOAD FOR COLGAT_7_UNIT 1
5315 | COLGAT_7_#200LD | PGE3 | PGSI_LG | NP15 | AUX. OR PUMP LOAD FOR COLGAT_7_UNIT 2
5316 | DRUM_7_1200LD | PGE3 | PGSI_LG | NP15 | AUX. OR PUMP LOAD FOR DRUM_7_UNIT12
5317 | DRUM_7_3400LD | PGE3 | PGSI_LG | NP15 | AUX. OR PUMP LOAD FOR DRUM_7_UNIT34
5318 | DRUM_7_#500LD | PGE3 | PGSI_LG | NP15 | AUX. OR PUMP LOAD FOR DRUM_7_UNIT 5
5319 | DUTCH1_7_#G00LD | PGE3 | PGSI_LG | NP15 | AUX. OR PUMP LOAD FOR DUTCH1_7_UNIT 1
5320 | NWCSTL_7_#G00LD | PGE3 | PGSI_LG | NP15 | AUX. OR PUMP LOAD FOR NWCSTL_7_UNIT 1
5321 | DUTCH2_7_#G00LD | PGE3 | PGSI_LG | NP15 | AUX. OR PUMP LOAD FOR DUTCH2_7_UNIT 1
5322 | CHICPK_7_#G00LD | PGE3 | PGSI_LG | NP15 | AUX. OR PUMP LOAD FOR CHICPK_7_UNIT 1
5323 | FMEADO_7_#G00LD | PGE3 | PGSI_LG | NP15 | AUX. OR PUMP LOAD FOR FMEADO_7_UNIT
5324 | MIDFRK_7_#G00LD | PGE3 | PGSI_LG | NP15 | AUX. OR PUMP LOAD FOR MIDFRK_7_UNIT 2
5325 | RALSTN_7_#G00LD | PGE3 | PGSI_LG | NP15 | AUX. OR PUMP LOAD FOR RALSTN_7_UNIT 1
5326 | NAROW1_7_#G00LD | PGE3 | PGSI_LG | NP15 | AUX. OR PUMP LOAD FOR NAROW1_2_UNIT
5327 | NAROW2_7_#G00LD | PGE3 | PGSI_LG | NP15 | AUX. OR PUMP LOAD FOR NAROW2_2_UNIT
5328 | CAMPFW_7_#G00LD | PGE3 | PGSI_LG | NP15 | AUX. OR PUMP LOAD FOR CAMPFW_7_FARWST
5329 | SPAULD_7_#G00LD | PGE3 | PGSI_LG | NP15 | AUX. OR PUMP LOAD FOR SPAULD_6_UNIT 3
5330 | DEERCR_7_##00LD | PGE3 | PGSI_LG | NP15 | AUX. OR PUMP LOAD FOR DEERCR_6_UNIT 1
5331 | ROLLIN_7_#G00LD | PGE3 | PGSI_LG | NP15 | AUX. OR PUMP LOAD FOR ROLLIN_6_UNIT
5332 | HALSEY_7_#G00LD | PGE3 | PGSI_LG | NP15 | AUX. OR PUMP LOAD FOR HALSEY_6_UNIT
5333 | BOWMN_7_#G00LD | PGE3 | PGSI_LG | NP15 | AUX. OR PUMP LOAD FOR BOWMN_6_UNIT
5334 | ELDORO_7_#G00LD | PGE3 | PGSI_LG | NP15 | AUX. OR PUMP LOAD FOR ELDORO_7_UNIT 2
5335 | OXBOW_7_PC00LD | PGE3 | PGSI_LG | NP15 | AUX. OR PUMP LOAD FOR OXBOW_6_DRUM
5336 | HELLHL_7_#G00LD | PGE3 | PGSI_LG | NP15 | AUX. OR PUMP LOAD FOR HELLHL_6_UNIT
5337 | HAYPRS_7_G+00LD | PGE3 | PGSI_LG | NP15 | AUX. OR PUMP LOAD FOR HAYPRS_6_UNIT 2
5338 | GRNLF1_7_#G00LD | PGE3 | PGSI_LG | NP15 | AUX. OR PUMP LOAD FOR GRNLF1_1_UNIT 1
5339 | GRNLF2_7_#G00LD | PGE3 | PGSI_LG | NP15 | AUX. OR PUMP LOAD FOR GRNLF2_1_UNIT
5340 | EFFR_7_#G00LD | PGE3 | PGSI_LG | NP15 | AUX. OR PUMP LOAD FOR EFFR_1_UNITS
5341 | ULTRCK_7_#G00LD | PGE3 | PGSI_LG | NP15 | AUX. OR PUMP LOAD FOR ULTRCK_2_UNIT
5342 | WISE_1_#G00LD | PGE3 | PGSI_LG | NP15 | AUX. OR PUMP LOAD FOR WISE_1_UNIT 2
5343 | METCLF_1_#100LD | PGE3 | PGSJ_LG | NP15 | AUX. OR PUMP LOAD FOR METCLF_1_QF
5344 | CALPIN_7_#G00LD | PGE3 | PGSJ_LG | NP15 | AUX. OR PUMP LOAD FOR CALPIN_1_AGNEW
5345 | CATLYS_7_#G00LD | PGE3 | PGSJ_LG | NP15 | AUX. OR PUMP LOAD FOR MARKHM_1_CATLST
5346 | SJCONV_7_#G00LD | PGE3 | PGSJ_LG | NP15 | AUX. OR PUMP LOAD FOR SJCONV_1_UNIT 1
5347 | ULTPCH_7_#G00LD | PGE3 | PGSN_LG | NP15 | AUX. OR PUMP LOAD FOR ULTPCH_1_UNIT 1
5348 | MODSTO_7_#G00LD | PGE3 | PGSN_LG | NP15 | AUX. OR PUMP LOAD FOR MODSTO_1_UNIT 1
5349 | STANRR_7_#G00LD | PGE3 | PGSN_LG | NP15 | AUX. OR PUMP LOAD FOR STNRES_1_UNIT
5350 | DONNLS_7_#G00LD | PGE3 | PGSN_LG | NP15 | AUX. OR PUMP LOAD FOR DONNLS_7_UNIT
5351 | BEARDS_7_#G00LD | PGE3 | PGSN_LG | NP15 | AUX. OR PUMP LOAD FOR BEARDS_7_UNIT 1
5352 | TULLCK_7_#G00LD | PGE3 | PGSN_LG | NP15 | AUX. OR PUMP LOAD FOR TULLCK_7_UNITS
5353 | SNDBAR_7_#G00LD | PGE3 | PGSN_LG | NP15 | AUX. OR PUMP LOAD FOR SNDBAR_7_UNIT 1
5354 | SPRGAP_7_#G00LD | PGE3 | PGSN_LG | NP15 | AUX. OR PUMP LOAD FOR SPRGAP_1_UNIT 1
5355 | STANIS_7_#G00LD | PGE3 | PGSN_LG | NP15 | AUX. OR PUMP LOAD FOR STANIS_7_UNIT 1
5356 | COTTLE_7_#G00LD | PGE3 | PGSN_LG | NP15 | AUX. OR PUMP LOAD FOR COTTLE_2_FRNKNH
5357 | PHOENX_7_#G00LD | PGE3 | PGSN_LG | NP15 | AUX. OR PUMP LOAD FOR PHOENX_1_UNIT
5358 | WOODWR_7_#G00LD | PGE3 | PGSN_LG | NP15 | AUX. OR PUMP LOAD FOR WOODWR_1_UNIT
5359 | HERSHY_7_#G00LD | PGE3 | PGSN_LG | NP15 | AUX. OR PUMP LOAD FOR HERSHY_7_UNIT 1
5360 | WAPAT6_2_V200LD | PGE3 | PGSN_LG | NP15 | AUX. OR PUMP LOAD FOR WAPAT6_2_WESTLY
5361 | MELONP_2_V200LD | PGE3 | PGST_LG | NP15 | AUX. OR PUMP LOAD FOR MELONP_7_UNITS
5362 | TESLA_2_#D00LD | PGE3 | PGST_LG | NP15 | AUX. OR PUMP LOAD FOR PSUEDO_2_UNIT 4
5363 | TESLA_1_V100LD | PGE3 | PGST_LG | NP15 | AUX. OR PUMP LOAD FOR TESLA_1_QF
5364 | BELOTA_7_#T00LD | PGE3 | PGST_LG | NP15 | AUX. OR PUMP LOAD FOR BELOTA_7_48MVAR
5365 | JAKVAL_7_#G00LD | PGE3 | PGST_LG | NP15 | AUX. OR PUMP LOAD FOR JAKVAL_2_IONE
5366 | COGNAT_7_##00LD | PGE3 | PGST_LG | NP15 | AUX. OR PUMP LOAD FOR COGNAT_1_UNIT
5367 | THMENG_7_#G00LD | PGE3 | PGST_LG | NP15 | AUX. OR PUMP LOAD FOR THMENG_1_UNIT 1
5368 | SANJOA_7_#G00LD | PGE3 | PGST_LG | NP15 | AUX. OR PUMP LOAD FOR SANJOA_1_UNIT 1
5369 | STOKCG_7_#G00LD | PGE3 | PGST_LG | NP15 | AUX. OR PUMP LOAD FOR STOKCG_1_UNIT 1
5370 | SMPRIP_7_#G00LD | PGE3 | PGST_LG | NP15 | AUX. OR PUMP LOAD FOR SMPRIP_1_SMPSON
5371 | SALTSP_7_2100LD | PGE3 | PGST_LG | NP15 | AUX. OR PUMP LOAD FOR SALTSP_7_UNITS
5372 | WESTPT_7_#G00LD | PGE3 | PGST_LG | NP15 | AUX. OR PUMP LOAD FOR WESTPT_2_UNIT
5373 | CAMCHE_7_#G00LD | PGE3 | PGST_LG | NP15 | AUX. OR PUMP LOAD FOR CAMCHE_1_UNIT 3
5374 | PRDEE_7_1300LD | PGE3 | PGST_LG | NP15 | AUX. OR PUMP LOAD FOR PARDEB_2_UNIT 3
5375 | PRDEE_7_#200LD | PGE3 | PGST_LG | NP15 | AUX. OR PUMP LOAD FOR PARDEB_2_UNIT 1
5376 | MURPAG_7_#G00LD | PGE3 | PGST_LG | NP15 | AUX. OR PUMP LOAD FOR MURPAG_1_MURPHY
5377 | MARTEL_7_#G00LD | PGE3 | PGST_LG | NP15 | AUX. OR PUMP LOAD FOR MARTEL_2_AMFOR
5378 | GENMLS_7_#G00LD | PGE3 | PGST_LG | NP15 | AUX. OR PUMP LOAD FOR GENMLS_2_UNIT
5379 | COG.CP_7_#G00LD | PGE3 | PGST_LG | NP15 | AUX. OR PUMP LOAD FOR COG.CP_2_UNIT 1
5380 | KALINA_7_#G00LD | PGE3 | PGST_LG | NP15 | AUX. OR PUMP LOAD FOR KALINA_2_UNIT 1
5381 | USWND4_7_#G00LD | PGE3 | PGST_LG | NP15 | AUX. OR PUMP LOAD FOR USWND4_2_UNITS
5382 | USWPJR_7_#G00LD | PGE3 | PGST_LG | NP15 | AUX. OR PUMP LOAD FOR USWPJR_2_UNITS
5383 | FLOWD2_7_#G00LD | PGE3 | PGST_LG | NP15 | AUX. OR PUMP LOAD FOR FLOWD2_2_UNIT 1
5384 | FAYETT_7_G+00LD | PGE3 | PGST_LG | NP15 | AUX. OR PUMP LOAD FOR FAYETT_1_UNIT
5385 | MDRCHW_7_#G00LD | PGE3 | PGYO_LG | NP15 | AUX. OR PUMP LOAD FOR MDRCHW_2_UNIT
5386 | CAPMAD_7_1300LD | PGE3 | PGYO_LG | NP15 | AUX. OR PUMP LOAD FOR CAPMAD_1_UNIT 1
5387 | BORDEN_6_V700LD | PGE3 | PGYO_LG | NP15 | AUX. OR PUMP LOAD FOR BORDEN_6_RIVROU
5388 | EXCHEC_7_#G00LD | PGE3 | PGYO_LG | NP15 | AUX. OR PUMP LOAD FOR EXCHEC_7_UNIT 1
5389 | KERKH2_7_#G00LD | PGE3 | PGYO_LG | NP15 | AUX. OR PUMP LOAD FOR KERKH2_7_UNIT 1
5390 | ONLLPP_7_#G00LD | PGE3 | PGYO_LG | NP15 | AUX. OR PUMP LOAD FOR ONLLPP_6_UNITS
5391 | PARKRP_7_#G00LD | PGE3 | PGYO_LG | NP15 | AUX. OR PUMP LOAD FOR CRESSY_1_PARKER
5392 | MCSWAN_7_#G00LD | PGE3 | PGYO_LG | NP15 | AUX. OR PUMP LOAD FOR MCSWAN_6_UNITS
5393 | MERCFL_7_#G00LD | PGE3 | PGYO_LG | NP15 | AUX. OR PUMP LOAD FOR MERCFL_6_UNIT
5394 | WOLFEN_7_#G00LD | PGE3 | PGYO_LG | NP15 | AUX. OR PUMP LOAD FOR WOLFEN_6_UNIT 1
5395 | CAPCO_7_#G00LD | PGE3 | PGYO_LG | NP15 | AUX. OR PUMP LOAD FOR CAPCO_1_UNIT 2
5396 | JRWOOD_7_GL00LD | PGE3 | PGYO_LG | NP15 | AUX. OR PUMP LOAD FOR JRWOOD_1_UNIT 1
5397 | MENBIO_7_#G00LD | PGE3 | PGYO_LG | NP15 | AUX. OR PUMP LOAD FOR MENBIO_6_UNIT
5398 | REDTOP_7_#G00LD | PGE3 | PGYO_LG | NP15 | AUX. OR PUMP LOAD FOR ELNIDO_1_REDTOP
5399 | ELNIDO_7_#G00LD | PGE3 | PGYO_LG | NP15 | AUX. OR PUMP LOAD FOR ELNIDO_7_UNIT
5400 | INTTRB_7_#G00LD | PGE3 | PGYO_LG | NP15 | AUX. OR PUMP LOAD FOR INTTRB_6_UNIT
5401 | SHASTA_2_V200LD | PGE3 | WAP1_LG | NP15 | AUX. OR PUMP LOAD FOR SHASTA_7_UNITS
5402 | SPRGCK_2_V200LD | PGE3 | WAP1_LG | NP15 | AUX. OR PUMP LOAD FOR SPRGCK_7_UNITS
5403 | FOLSOM_2_V200LD | PGE3 | WAP1_LG | NP15 | AUX. OR PUMP LOAD FOR FOLSOM_7_UNITS
5405 | TRINPP_7_#G00LD | PGE3 | WAP1_LG | NP15 | AUX. OR PUMP LOAD FOR TRINPP_7_UNITS
5406 | CARR_7_#G00LD | PGE3 | WAP1_LG | NP15 | AUX. OR PUMP LOAD FOR CARR_7_UNITS
5407 | NIMBUS_7_#G00LD | PGE3 | WAP1_LG | NP15 | AUX. OR PUMP LOAD FOR NIMBUS_1_UNITS
5408 | WHISKY_2_#G00LD | PGE3 | WAP1_LG | NP15 | AUX. OR PUMP LOAD FOR WHISKY_2_UNIT 1
5409 | WAPAT1_2_V200LD | PGE3 | WAP1_LG | NP15 | AUX. OR PUMP LOAD FOR WAPAT1_2_COTNWD
5410 | WAPAT2_5_V500LD | PGE3 | WAP1_LG | NP15 | AUX. OR PUMP LOAD FOR WAPPRT_5_ANCSVC
5411 | WAPAT3_2_V200LD | PGE3 | WAP1_LG | NP15 | AUX. OR PUMP LOAD FOR WAPAT3_2_TRACY2
5412 | WAPAT4_2_V200LD | PGE3 | WAP1_LG | NP15 | AUX. OR PUMP LOAD FOR WAPAT4_2_HURLEY
5413 | WAPAT5_2_V200LD | PGE3 | WAP1_LG | NP15 | AUX. OR PUMP LOAD FOR WAPAT5_2_ELVRTA
5414 | BARKER_1_V100LD | PGE3 | CWR1_LG | NP15 | BARKER SLOUGH PUMPING PLANT
5415 | CRDLPP_6_V600LD | PGE3 | CWR1_LG | NP15 | CORDELIA PUMPING PLANT
5416 | CRDLIP_6_V600LD | PGE3 | CWR1_LG | NP15 | CORDELIA INTERIM PUMPING PLANT
5417 | SBAY_6_V600LD | PGE3 | CWR1_LG | NP15 | SOUTH BAY PUMPING PLANT
5418 | ROSEVL_2_V200LD | PGE3 | NCP1_LG | NP15 | ROSEVILLE
5419 | UKHCTY_1_V100LD | PGE3 | NCP1_LG | NP15 | CITY OF UKIAH
5420 | HLDSBG_6_V600LD | PGE3 | NCP1_LG | NP15 | CITY OF HELDSBRG
5421 | BIGGS_6_V600LD | PGE3 | NCP1_LG | NP15 | CITY OF BIGGS
5422 | GRIDLY_6_V600LD | PGE3 | NCP1_LG | NP15 | GRIDLEY (CITY OF GRIDLEY)
5423 | PLMSSR_6_V600LD | PGE3 | NCP1_LG | NP15 | PLUMAS SIERRA REA
5424 | ALAMDA_1_#C00LD | PGE3 | NCP1_LG | NP15 | ALAMEDA C
5425 | ALAMDA_1_#J00LD | PGE3 | NCP1_LG | NP15 | ALAMEDA J
5426 | PLOALT_1_V100LD | PGE3 | NCP1_LG | NP15 | PALO ALTO
5427 | INDUST_6_V600LD | PGE3 | NCP1_LG | NP15 | INDUSTRIAL 60kV
5428 | GRNVLY_1_#100LD | PGE3 | PGCC_LG | NP15 | GREEN VALLEY 1
5429 | GRNVLY_1_#200LD | PGE3 | PGCC_LG | NP15 | GREEN VALLEY 2
5430 | CMPEVR_1_V100LD | PGE3 | PGCC_LG | NP15 | CAMP EVERS
5431 | PSWEET_1_V100LD | PGE3 | PGCC_LG | NP15 | PAUL SWEET
5432 | ROBROY_1_V100LD | PGE3 | PGCC_LG | NP15 | ROB ROY
5433 | HOLLIS_1_V100LD | PGE3 | PGCC_LG | NP15 | HOLLISTER 115kV
5434 | PRUNE_1_V100LD | PGE3 | PGCC_LG | NP15 | PRUNEDALE
5435 | SALINA_1_2100LD | PGE3 | PGCC_LG | NP15 | SALINAS RIVER
5436 | CSTRVL_1_V100LD | PGE3 | PGCC_LG | NP15 | CASTROVILLE
5437 | DOLAN_1_V100LD | PGE3 | PGCC_LG | NP15 | DOLAN ROAD
5438 | DELMNT_1_V100LD | PGE3 | PGCC_LG | NP15 | DEL MONTE 115kV
5439 | BIGBSN_6_V600LD | PGE3 | PGCC_LG | NP15 | BIG BASIN
5440 | LONEST_6_V600LD | PGE3 | PGCC_LG | NP15 | LONE STAR
5441 | PT MRT_6_V600LD | PGE3 | PGCC_LG | NP15 | POINT MORETTI
5442 | CRUSHR_6_V600LD | PGE3 | PGCC_LG | NP15 | CRUSHER
5443 | ERTA_6_V600LD | PGE3 | PGCC_LG | NP15 | ERTA
5444 | WTSNVL_6_V600LD | PGE3 | PGCC_LG | NP15 | WATSONVILLE
5445 | GRNTRK_6_V600LD | PGE3 | PGCC_LG | NP15 | GRANITE ROCK
5446 | SHAW_6_TP00LD | PGE3 | PGCC_LG | NP15 | SHAW TAP
5447 | SANJST_6_V600LD | PGE3 | PGCC_LG | NP15 | SAN JUSTO
5448 | HOLLIS_6_V600LD | PGE3 | PGCC_LG | NP15 | HOLLISTER 60kV
5449 | LAGUNT_6_V600LD | PGE3 | PGCC_LG | NP15 | LAGUNITAS
5450 | GABILN_6_V600LD | PGE3 | PGCC_LG | NP15 | GABILAN
5451 | BORNDA_6_V600LD | PGE3 | PGCC_LG | NP15 | BORONDA
5452 | FTORD_6_V600LD | PGE3 | PGCC_LG | NP15 | FORT ORD
5453 | MANZNT_6_V600LD | PGE3 | PGCC_LG | NP15 | MANZANITA
5454 | DELMNT_6_V600LD | PGE3 | PGCC_LG | NP15 | DEL MONTE 60kV
5455 | MONTRY_6_V600LD | PGE3 | PGCC_LG | NP15 | MONTEREY 60kV
5456 | NVYSHL_6_V600LD | PGE3 | PGCC_LG | NP15 | NAVY SCHOOL
5457 | VIEJO_6_V600LD | PGE3 | PGCC_LG | NP15 | VIEJO
5458 | HATTN_6_V600LD | PGE3 | PGCC_LG | NP15 | HATTON
5459 | NVYLAB_6_V600LD | PGE3 | PGCC_LG | NP15 | MONTEREY NAVY LAB
5460 | RSVTN_6_V600LD | PGE3 | PGCC_LG | NP15 | RESERVATION RD
5461 | LAURLS_6_V600LD | PGE3 | PGCC_LG | NP15 | LAURELES
5462 | OTTER_6_V600LD | PGE3 | PGCC_LG | NP15 | OTTER
5463 | NSTLE_6_V600LD | PGE3 | PGCC_LG | NP15 | NESTLE
5464 | B.VSTA_6_V600LD | PGE3 | PGCC_LG | NP15 | BUENA VISTA
5465 | SPENCE_6_V600LD | PGE3 | PGCC_LG | NP15 | SPENCE
5466 | I.ACRE_6_V600LD | PGE3 | PGCC_LG | NP15 | INDUSTRIAL ACRES
5467 | GONZLS_6_V600LD | PGE3 | PGCC_LG | NP15 | GONZALES
5468 | CMPHR_6_V600LD | PGE3 | PGCC_LG | NP15 | CAMPHORA
5469 | SOLDAD_6_V600LD | PGE3 | PGCC_LG | NP15 | SOLEDAD 60kV
5470 | SOLDAD_7_5T00LD | PGE3 | PGCC_LG | NP15 | SOLEDAD 12.5kV
5471 | LSCCHS_6_V600LD | PGE3 | PGCC_LG | NP15 | LOS COCHES
5472 | LSOSTS_6_V600LD | PGE3 | PGCC_LG | NP15 | LOS OSITOS
5473 | KINGCT_6_V600LD | PGE3 | PGCC_LG | NP15 | KING CITY
5474 | JOLON_6_V600LD | PGE3 | PGCC_LG | NP15 | JOLON
5475 | S ARDO_6_V600LD | PGE3 | PGCC_LG | NP15 | SAN ARDO
5476 | OILFLD_6_V600LD | PGE3 | PGCC_LG | NP15 | OILFIELD
5477 | TEXCO_6_V600LD | PGE3 | PGCC_LG | NP15 | TEXACO
5478 | BASICE_7_G100LD | PGE3 | PGCC_LG | NP15 | BASIC ENERGY
5479 | MOSSLD_7_#600LD | PGE3 | PGCC_LG | NP15 | MOSS LANDING 6
5480 | MOSSLD_7_#700LD | PGE3 | PGCC_LG | NP15 | MOSS LANDING 7
5481 | CHAMIN_7_#G00LD | PGE3 | PGCC_LG | NP15 | Chaminad
5482 | MONTER_7_#G00LD | PGE3 | PGCC_LG | NP15 | MONTEREY 9.11kV
5483 | SUNNY_7_#G00LD | PGE3 | PGCC_LG | NP15 | SUNNYSIDE
5484 | MTRYGA_7_#G00LD | PGE3 | PGCC_LG | NP15 | Monterey
5485 | SRATGA_2_V200LD | PGE3 | PGDA_LG | NP15 | SARATOGA
5486 | HICKS_2_V200LD | PGE3 | PGDA_LG | NP15 | HICKS
5487 | VASONA_2_V200LD | PGE3 | PGDA_LG | NP15 | VASONA
5488 | AMES B_1_#100LD | PGE3 | PGDA_LG | NP15 | AMES BS1
5489 | AMES B_1_#200LD | PGE3 | PGDA_LG | NP15 | AMES BS2
5490 | WHISMN_1_V100LD | PGE3 | PGDA_LG | NP15 | WHISMAN
5491 | MT VW_1_V100LD | PGE3 | PGDA_LG | NP15 | MOUNTAIN VIEW
5492 | STELNG_1_V100LD | PGE3 | PGDA_LG | NP15 | STELLING
5493 | WOLFE_1_V100LD | PGE3 | PGDA_LG | NP15 | WOLFE
5494 | MOFFET_1_V100LD | PGE3 | PGDA_LG | NP15 | MOFFETT FIELD
5495 | LOCKHD_1_#100LD | PGE3 | PGDA_LG | NP15 | LOCKHEED 1
5496 | LOCKHD_1_#200LD | PGE3 | PGDA_LG | NP15 | LOCKHEED 2
5497 | LAWRNC_1_V100LD | PGE3 | PGDA_LG | NP15 | LAWRENCE
5498 | AMD_1_V100LD | PGE3 | PGDA_LG | NP15 | ADVANCED MICRO DEVICES
5499 | PHLLPS_1_V100LD | PGE3 | PGDA_LG | NP15 | PHILLIPS
5500 | BRTTON_1_V100LD | PGE3 | PGDA_LG | NP15 | BRITTON
5501 | L ALTS_6_V600LD | PGE3 | PGDA_LG | NP15 | LOS ALTOS
5502 | LOYOLA_6_V600LD | PGE3 | PGDA_LG | NP15 | LOYOLA
5503 | WSTNGH_6_V600LD | PGE3 | PGDA_LG | NP15 | WESTINGHOUSE
5504 | PRMNTE_6_V600LD | PGE3 | PGDA_LG | NP15 | PERMANENTE
5505 | LSGATO_6_V600LD | PGE3 | PGDA_LG | NP15 | LOS GATOS
5506 | COCOSB_2_V200LD | PGE3 | PGDI_LG | NP15 | Contra Costa Substation 230kV
5507 | TIDWRT_2_V200LD | PGE3 | PGDI_LG | NP15 | Tidewater
5508 | TOSCO_7_V200LD | PGE3 | PGDI_LG | NP15 | Tosco
5509 | ROSSMR_2_V200LD | PGE3 | PGDI_LG | NP15 | Rossmoor
5510 | TASJRA_2_V200LD | PGE3 | PGDI_LG | NP15 | Tassajara
5511 | BRNTWD_2_V200LD | PGE3 | PGDI_LG | NP15 | Brentwood
5512 | KELSO_2_V200LD | PGE3 | PGDI_LG | NP15 | Kelso
5513 | POSCO_1_V100LD | PGE3 | PGDI_LG | NP15 | Posco Steel
5514 | COCOSB_1_V100LD | PGE3 | PGDI_LG | NP15 | Contra Costa Substation 115kV
5515 | FIBREB_1_V100LD | PGE3 | PGDI_LG | NP15 | Fiberboard(Eastbay)
5516 | CLMBA_1_V100LD | PGE3 | PGDI_LG | NP15 | Columbia
5517 | LINDE_1_V100LD | PGE3 | PGDI_LG | NP15 | Linde
5518 | KIRKER_1_V100LD | PGE3 | PGDI_LG | NP15 | Kirker
5519 | CLAYTN_1_V100LD | PGE3 | PGDI_LG | NP15 | Clayton
5520 | MEDOLN_1_V100LD | PGE3 | PGDI_LG | NP15 | Meadow Lane
5521 | LAKEWD_1_#M00LD | PGE3 | PGDI_LG | NP15 | Lakewood(Walnut Creek) M
5522 | EBMUD_1_#200LD | PGE3 | PGDI_LG | NP15 | East Bay MUD
5523 | WPBART_1_V100LD | PGE3 | PGDI_LG | NP15 | West Pistburg BART
5524 | MARTNZ_1_#D00LD | PGE3 | PGDI_LG | NP15 | Martinez
5525 | ALHAMB_1_V100LD | PGE3 | PGDI_LG | NP15 | Alhambra
5526 | LAKEWD_1_-C00LD | PGE3 | PGDI_LG | NP15 | Lakewood(Walnut Creek) C
5527 | E.PRTL_1_V100LD | PGE3 | PGDI_LG | NP15 | East Portal
5528 | MORAGA_1_V100LD | PGE3 | PGDI_LG | NP15 | Moraga
5529 | DOMTAR_1_V100LD | PGE3 | PGDI_LG | NP15 | Domtar
5530 | LAKEWD_1_BT00LD | PGE3 | PGDI_LG | NP15 | Lakewood BART
5531 | BOLLMN_1_#200LD | PGE3 | PGDI_LG | NP15 | Bollman
5532 | SFPP_6_V600LD | PGE3 | PGDI_LG | NP15 | Santa Fe Pacific Pipe (Concord)
5533 | WLLWPS_6_V600LD | PGE3 | PGDI_LG | NP15 | Willow Pass 60kV
5534 | SHELRF_6_V600LD | PGE3 | PGDI_LG | NP15 | Shell Chemical
5535 | PITTSW_6_V600LD | PGE3 | PGDI_LG | NP15 | Pittsburg
5536 | URICH_6_V600LD | PGE3 | PGDI_LG | NP15 | Urich
5537 | ANTICH_6_V600LD | PGE3 | PGDI_LG | NP15 | Antioch
5538 | COCOSB_6_V600LD | PGE3 | PGDI_LG | NP15 | Contra Costa Substation 60kV
5539 | DUPONT_6_V600LD | PGE3 | PGDI_LG | NP15 | Du Pont
5540 | BRIONE_6_V600LD | PGE3 | PGDI_LG | NP15 | Briones(Texaco)
5541 | BALFOR_6_V600LD | PGE3 | PGDI_LG | NP15 | Balfour
5542 | MARSH_6_V600LD | PGE3 | PGDI_LG | NP15 | Marsh
5543 | BIXLER_6_V600LD | PGE3 | PGDI_LG | NP15 | Bixler
5544 | SHELRF_7_#100LD | PGE3 | PGDI_LG | NP15 | Shell Oil 1
5545 | SHELRF_7_#300LD | PGE3 | PGDI_LG | NP15 | Shell Oil 2
5546 | SHELRF_7_#200LD | PGE3 | PGDI_LG | NP15 | Shell Oil 3
5547 | DOWCHM_7_1300LD | PGE3 | PGDI_LG | NP15 | Dow Chemical(Pittsburg)
5548 | COCOPP_7_#600LD | PGE3 | PGDI_LG | NP15 | Contra Costa 6
5549 | COCOPP_7_#700LD | PGE3 | PGDI_LG | NP15 | Contra Costa 7
5550 | PITTSP_7_#100LD | PGE3 | PGDI_LG | NP15 | Pittsburg 1
5551 | PITTSP_7_#200LD | PGE3 | PGDI_LG | NP15 | Pittsburg 2
5552 | PITTSP_7_#500LD | PGE3 | PGDI_LG | NP15 | Pittsburg 5
5553 | PITTSP_7_#600LD | PGE3 | PGDI_LG | NP15 | Pittsburg 6
5554 | PITTSP_7_#700LD | PGE3 | PGDI_LG | NP15 | Pittsburg 7
5555 | DLTAD_7_#G00LD | PGE3 | PGDI_LG | NP15 | Call Ron
5556 | CHEVCP_7_#G00LD | PGE3 | PGDI_LG | NP15 | Chevron Computer Center
5557 | GAYCRZ_7_#G00LD | PGE3 | PGDI_LG | NP15 | Crown Zellerbach (Gaylord)
5558 | STAUFF_7_#G00LD | PGE3 | PGDI_LG | NP15 | Stauffer
5559 | IMHOFF_7_#G00LD | PGE3 | PGDI_LG | NP15 | Imhoff
5560 | ECBART_1_V100LD | PGE3 | PGEB_LG | NP15 | El Cerrito Bart
5561 | SNPBLO_1_V100LD | PGE3 | PGEB_LG | NP15 | San Pablo
5562 | PTPIN_1_V100LD | PGE3 | PGEB_LG | NP15 | Point Pinole
5563 | VLLYVW_1_V100LD | PGE3 | PGEB_LG | NP15 | Valley View
5564 | ELCRRT_1_V100LD | PGE3 | PGEB_LG | NP15 | El Cerrito
5565 | RICHMD_1_V100LD | PGE3 | PGEB_LG | NP15 | Richmond
5566 | GRZZLY_1_V100LD | PGE3 | PGEB_LG | NP15 | Grizzly
5567 | CLARMT_1_V100LD | PGE3 | PGEB_LG | NP15 | Claremont
5568 | OAKL D_1_V100LD | PGE3 | PGEB_LG | NP15 | Oakland Station D
5569 | OAKL C_1_#200LD | PGE3 | PGEB_LG | NP15 | Oakland Station C
5570 | OAKLDL_1_V100LD | PGE3 | PGEB_LG | NP15 | Oakland Station L
5571 | OAKLDX_1_V100LD | PGE3 | PGEB_LG | NP15 | Oakland Station X
5572 | OAKLDJ_1_V100LD | PGE3 | PGEB_LG | NP15 | Oakland Station J
5573 | MARITM_1_V100LD | PGE3 | PGEB_LG | NP15 | Maritime
5574 | OWNS_1_V100LD | PGE3 | PGEB_LG | NP15 | Owens Brockway
5575 | EDES_1_V100LD | PGE3 | PGEB_LG | NP15 | Edes
5576 | PTCSTA_6_V600LD | PGE3 | PGEB_LG | NP15 | Port Costa
5577 | FRNKLN_6_V600LD | PGE3 | PGEB_LG | NP15 | Franklin
5578 | SQUOIA_6_V600LD | PGE3 | PGEB_LG | NP15 | Sequoia
5579 | OAKL C_7_1200LD | PGE3 | PGEB_LG | NP15 | Oakland Station 12kV
5580 | UNOCAL_7_#G00LD | PGE3 | PGEB_LG | NP15 | Unocal(Martinez)
5581 | NOVINV_7_#G00LD | PGE3 | PGEB_LG | NP15 | Nove Investments
5582 | WESTLK_7_#G00LD | PGE3 | PGEB_LG | NP15 | Westlake
5583 | UNCHEM_7_#G00LD | PGE3 | PGEB_LG | NP15 | Union Chemical
5584 | STOILS_7_GL00LD | PGE3 | PGEB_LG | NP15 | Standard Oil
5585 | MCMLLN_2_V200LD | PGE3 | PGF1_LG | NP15 | MCMULLIN
5586 | FIGRDN_2_#100LD | PGE3 | PGF1_LG | NP15 | FIGARDEN
5587 | ASHLAN_2_V200LD | PGE3 | PGF1_LG | NP15 | ASHLAN AVENUE
5588 | KAMM_1_V100LD | PGE3 | PGF1_LG | NP15 | KAMM
5589 | CANTUA_1_V100LD | PGE3 | PGF1_LG | NP15 | CANTUA
5590 | CLOVIS_1_#100LD | PGE3 | PGF1_LG | NP15 | CLOVIS 1
5591 | CLOVIS_1_#200LD | PGE3 | PGF1_LG | NP15 | CLOVIS 2
5592 | LSPALM_1_V100LD | PGE3 | PGF1_LG | NP15 | LAS PALMAS
5593 | MCCALL_1_V100LD | PGE3 | PGF1_LG | NP15 | MC CALL
5594 | MALAGA_1_V100LD | PGE3 | PGF1_LG | NP15 | MALAGA
5595 | RNCHRS_1_V100LD | PGE3 | PGF1_LG | NP15 | RANCHERS COTTON
5596 | PPG_1_V100LD | PGE3 | PGF1_LG | NP15 | POINT PINOLE
5597 | WAHTOK_1_V100LD | PGE3 | PGF1_LG | NP15 | WAHTOKE
5598 | GERAWN_1_V100LD | PGE3 | PGF1_LG | NP15 | GERAWAN
5599 | RAINBW_1_V100LD | PGE3 | PGF1_LG | NP15 | RAINBOW
5600 | DANISH_1_CM00LD | PGE3 | PGF1_LG | NP15 | DANISH CREAMERY
5601 | QUEBEC_1_V100LD | PGE3 | PGF1_LG | NP15 | QUEBEC
5602 | CALAVE_1_V100LD | PGE3 | PGF1_LG | NP15 | CALIFORNIA AVENUE
5603 | W FRES_1_V100LD | PGE3 | PGF1_LG | NP15 | WEST FRESNO
5604 | BARTON_1_V100LD | PGE3 | PGF1_LG | NP15 | BARTON
5605 | MANCHS_1_V100LD | PGE3 | PGF1_LG | NP15 | MANCHESTER
5606 | WDWRD_1_#200LD | PGE3 | PGF1_LG | NP15 | WOODWARD
5607 | BULLRD_1_V100LD | PGE3 | PGF1_LG | NP15 | BULLARD
5608 | KNGBRG_1_V100LD | PGE3 | PGF1_LG | NP15 | KINGSBURG
5609 | CHLDHS_1_V100LD | PGE3 | PGF1_LG | NP15 | CHILDREN'S HOSPITAL
5610 | GRDNGL_1_V100LD | PGE3 | PGF1_LG | NP15 | GUARDIAN
5611 | ALPAUG_1_V100LD | PGE3 | PGF1_LG | NP15 | ALPAUGH
5612 | CONTAD_1_V100LD | PGE3 | PGF1_LG | NP15 | CONTADINA
5613 | WISHON_6_V700LD | PGE3 | PGF1_LG | NP15 | WISHON
5614 | RVRRK_6_V700LD | PGE3 | PGF1_LG | NP15 | RIVERROCK
5615 | WSTLDP_1_V100LD | PGE3 | PGF1_LG | NP15 | WESTLANDS
5616 | HARDWK_6_V700LD | PGE3 | PGF1_LG | NP15 | HARDWICK
5617 | GUERNS_6_V700LD | PGE3 | PGF1_LG | NP15 | GUERNSEY
5618 | COPPRM_6_V700LD | PGE3 | PGF1_LG | NP15 | COPPERMINE
5619 | BIOLA_6_V700LD | PGE3 | PGF1_LG | NP15 | BIOLA
5620 | BOWLES_6_V700LD | PGE3 | PGF1_LG | NP15 | BOWLES
5621 | GIFFEN_6_V700LD | PGE3 | PGF1_LG | NP15 | GIFFEN
5622 | S.JOQN_6_V700LD | PGE3 | PGF1_LG | NP15 | SAN JOAQUIN
5623 | TVYVLY_6_V700LD | PGE3 | PGF1_LG | NP15 | TIVY VALLEY
5624 | KRNYPG_6_V700LD | PGE3 | PGF1_LG | NP15 | KEARNEY
5625 | KERMAN_6_V700LD | PGE3 | PGF1_LG | NP15 | KERMAN
5626 | CALIFN_6_V700LD | PGE3 | PGF1_LG | NP15 | CALIFORNIA
5627 | SANGER_6_V700LD | PGE3 | PGF1_LG | NP15 | SANGER
5628 | PRLIER_6_V700LD | PGE3 | PGF1_LG | NP15 | PARLIER
5629 | REEDLY_6_V700LD | PGE3 | PGF1_LG | NP15 | REEDLEY
5630 | DUNLAP_6_V700LD | PGE3 | PGF1_LG | NP15 | DUNLAP
5631 | STONCL_6_V700LD | PGE3 | PGF1_LG | NP15 | STONE CORRAL
5632 | DINUBA_6_V700LD | PGE3 | PGF1_LG | NP15 | DINUBA
5633 | OROSI_6_V700LD | PGE3 | PGF1_LG | NP15 | OROSI
5634 | CAMDEN_6_V700LD | PGE3 | PGF1_LG | NP15 | CAMDEN
5635 | CARUTH_6_V700LD | PGE3 | PGF1_LG | NP15 | CARUTHERS
5636 | MUSLGH_6_V700LD | PGE3 | PGF1_LG | NP15 | MUSSEL SLOUGH
5637 | LEPRIN_6_V700LD | PGE3 | PGF1_LG | NP15 | LEPRINO FOODS 70-KV
5638 | LEMOOR_6_V700LD | PGE3 | PGF1_LG | NP15 | LEMOORE
5639 | CNDLWK_6_V700LD | PGE3 | PGF1_LG | NP15 | CANDLEWICK (DIXIE) YARN
5640 | CORCAN_6_V700LD | PGE3 | PGF1_LG | NP15 | CORCORAN
5641 | ARMSTR_6_V700LD | PGE3 | PGF1_LG | NP15 | ARMSTRONG
5642 | RESRVE_6_V700LD | PGE3 | PGF1_LG | NP15 | RESERVE
5643 | ANGOLA_6_V700LD | PGE3 | PGF1_LG | NP15 | ANGIOLA
5644 | BOSWEL_6_V700LD | PGE3 | PGF1_LG | NP15 | BOSWELL
5645 | HNRETA_6_V700LD | PGE3 | PGF1_LG | NP15 | HENRIETTA
5646 | JCBSCR_6_V700LD | PGE3 | PGF1_LG | NP15 | JACOBS CORNER
5647 | TLRELK_6_V700LD | PGE3 | PGF1_LG | NP15 | TULARE LAKE
5648 | AVENAL_6_V700LD | PGE3 | PGF1_LG | NP15 | AVENAL
5649 | KTTLEM_6_V700LD | PGE3 | PGF1_LG | NP15 | KETTLEMAN
5650 | CHEVPL_6_V700LD | PGE3 | PGF1_LG | NP15 | CHEVRON PIPELINE (KETTLEMAN)
5651 | HURON_6_V700LD | PGE3 | PGF1_LG | NP15 | HURON
5652 | CALFLX_6_V700LD | PGE3 | PGF1_LG | NP15 | CALFAX
5653 | SCHNDL_6_V700LD | PGE3 | PGF1_LG | NP15 | SCHINDLER
5654 | STROUD_6_V700LD | PGE3 | PGF1_LG | NP15 | STROUD
5655 | PLSTVL_6_V700LD | PGE3 | PGF1_LG | NP15 | PLEASANT VALLEY
5656 | VLYNTR_6_V700LD | PGE3 | PGF1_LG | NP15 | VALLEY NORTHERN
5657 | COLNG2_6_V700LD | PGE3 | PGF1_LG | NP15 | COLINGA 2
5658 | TRNADO_6_V700LD | PGE3 | PGF1_LG | NP15 | TORNADO
5659 | COLNG1_6_V700LD | PGE3 | PGF1_LG | NP15 | COLINGA 1
5660 | KNGBRG_7_1200LD | PGE3 | PGF1_LG | NP15 | KINGSBURG COGENERATION
5661 | KNGBRG_7_DB00LD | PGE3 | PGF1_LG | NP15 | KINGSBURG
5662 | JACLTO_6_V700LD | PGE3 | PGF1_LG | NP15 | JACALITO
5663 | HAASPH_7_#G00LD | PGE3 | PGF1_LG | NP15 | HAAS
5664 | ST.AGN_7_#G00LD | PGE3 | PGF1_LG | NP15 | SAINT AGNES
5665 | DINUBA_7_#G00LD | PGE3 | PGF1_LG | NP15 | DINUBA
5666 | CHEVCO_7_#G00LD | PGE3 | PGF1_LG | NP15 | CHEVRON COAL
5667 | FLANDF_7_#G00LD | PGE3 | PGF1_LG | NP15 | FRESNO LANDFILL
5668 | CSTROV_2_V200LD | PGE3 | PGMS_LG | NP15 | CASTROVILLE
5669 | SANRAM_2_V200LD | PGE3 | PGMS_LG | NP15 | SAN RAMON
5670 | CVBART_2_V200LD | PGE3 | PGMS_LG | NP15 | CASTRO VALLEY
5671 | LSPSTA_2_V200LD | PGE3 | PGMS_LG | NP15 | LAS POSITAS
5672 | NEWRK_2_V200LD | PGE3 | PGMS_LG | NP15 | NEWARK 230kV
5673 | SANLEA_1_V100LD | PGE3 | PGMS_LG | NP15 | SAN LEANDRO
5674 | GRANT_1_V100LD | PGE3 | PGMS_LG | NP15 | GRANT
5675 | MTEDEN_1_V100LD | PGE3 | PGMS_LG | NP15 | MT EDEN
5676 | DUMBRT_1_V100LD | PGE3 | PGMS_LG | NP15 | DUMBARTON
5677 | NEWRK_1_V100LD | PGE3 | PGMS_LG | NP15 | NEWARK 115kV
5678 | FREMNT_1_V100LD | PGE3 | PGMS_LG | NP15 | FREMONT
5679 | JARVIS_1_V100LD | PGE3 | PGMS_LG | NP15 | JARVIS
5680 | NUMMI_1_V100LD | PGE3 | PGMS_LG | NP15 | NUMMI
5681 | DMTAR2_1_V100LD | PGE3 | PGMS_LG | NP15 | DOMTAR
5682 | SLBART_1_V100LD | PGE3 | PGMS_LG | NP15 | San Leandro Bart
5683 | JVBART_1_V100LD | PGE3 | PGMS_LG | NP15 | Jarvis Bart
5684 | CRYOGN_1_V100LD | PGE3 | PGMS_LG | NP15 | CRYOGENICS
5685 | VASCO_6_V600LD | PGE3 | PGMS_LG | NP15 | VASCO
5686 | LIVERM_6_V600LD | PGE3 | PGMS_LG | NP15 | LIVERMORE
5687 | RADUM_6_V600LD | PGE3 | PGMS_LG | NP15 | RADUM
5688 | KAISER_6_V600LD | PGE3 | PGMS_LG | NP15 | KAISER
5689 | PARKS_6_V600LD | PGE3 | PGMS_LG | NP15 | PARKS
5690 | IUKA_6_V600LD | PGE3 | PGMS_LG | NP15 | IUKA
5691 | VALLCT_6_V600LD | PGE3 | PGMS_LG | NP15 | VALLECITOS
5692 | SUNOL_6_V600LD | PGE3 | PGMS_LG | NP15 | SUNOL
5693 | VINEYD_6_V600LD | PGE3 | PGMS_LG | NP15 | VINEYARD
5694 | EDUBLN_6_V600LD | PGE3 | PGMS_LG | NP15 | East Dublin
5695 | CALMAT_6_V600LD | PGE3 | PGMS_LG | NP15 | CAL MAT
5696 | FLOWD1_7_#G00LD | PGE3 | PGMS_LG | NP15 | FLO WIND
5697 | BAHIA_2_V200LD | PGE3 | PGNB_LG | NP15 | Bahia
5698 | SLVRDO_1_V100LD | PGE3 | PGNB_LG | NP15 | Silverado
5699 | MNTCLO_1_V100LD | PGE3 | PGNB_LG | NP15 | Monticello
5700 | PUEBLO_1_V100LD | PGE3 | PGNB_LG | NP15 | Pueblo
5701 | IGNACO_1_V100LD | PGE3 | PGNB_LG | NP15 | Ignacio
5702 | LSGLNS_1_V100LD | PGE3 | PGNB_LG | NP15 | las Gallinas
5703 | SANRAF_1_V100LD | PGE3 | PGNB_LG | NP15 | San Rafael
5704 | HGHWAY_1_V100LD | PGE3 | PGNB_LG | NP15 | Highway
5705 | VLJOPM_1_V100LD | PGE3 | PGNB_LG | NP15 | Vallejo Pump
5706 | MEYERS_1_V100LD | PGE3 | PGNB_LG | NP15 | Meyers Cookware
5707 | NTOWER_1_V100LD | PGE3 | PGNB_LG | NP15 | North Tower
5708 | CRQNZ_1_#100LD | PGE3 | PGNB_LG | NP15 | Crown Zellerbach
5709 | MREISQ_1_V100LD | PGE3 | PGNB_LG | NP15 | Mare island
5710 | CLSTGA_6_V600LD | PGE3 | PGNB_LG | NP15 | Calistoga
5711 | TULCAY_6_V600LD | PGE3 | PGNB_LG | NP15 | Tulucay
5712 | NAPA_6_V600LD | PGE3 | PGNB_LG | NP15 | Napa
5713 | BASALT_6_AL00LD | PGE3 | PGNB_LG | NP15 | Basalt
5714 | NOVATO_6_V600LD | PGE3 | PGNB_LG | NP15 | Novato
5715 | STAFFD_6_V600LD | PGE3 | PGNB_LG | NP15 | Stafford
5716 | OLEMA_6_V600LD | PGE3 | PGNB_LG | NP15 | Olema
5717 | WDACRE_6_V600LD | PGE3 | PGNB_LG | NP15 | Woodacre
5718 | HMLTNF_6_V600LD | PGE3 | PGNB_LG | NP15 | Hamilton Field
5719 | GRNBRE_6_V600LD | PGE3 | PGNB_LG | NP15 | Greenbrae
5720 | ALTO_6_V600LD | PGE3 | PGNB_LG | NP15 | Alto
5721 | SAUSLT_6_V600LD | PGE3 | PGNB_LG | NP15 | Sausalito
5722 | YONTVL_7_#G00LD | PGE3 | PGNB_LG | NP15 | Yountville
5723 | CALPLA_1_V100LD | PGE3 | PGNC_LG | NP15 | Capella
5724 | UKIAH_1_V100LD | PGE3 | PGNC_LG | NP15 | Ukiah
5725 | CLVRDL_1_V100LD | PGE3 | PGNC_LG | NP15 | Cloverdale
5726 | LCERNE_1_V100LD | PGE3 | PGNC_LG | NP15 | Lucerne
5727 | REDBUD_1_V100LD | PGE3 | PGNC_LG | NP15 | Red Bud
5728 | HGHLND_1_V100LD | PGE3 | PGNC_LG | NP15 | Highlands
5729 | HOMSTK_1_PR00LD | PGE3 | PGNC_LG | NP15 | Homstake Mine Processing
5730 | HOMSTK_1_GR00LD | PGE3 | PGNC_LG | NP15 | Homestake Mine Grinding
5731 | MONROE_1_V100LD | PGE3 | PGNC_LG | NP15 | Monroe
5732 | S.ROSA_1_V100LD | PGE3 | PGNC_LG | NP15 | Santa Rosa
5733 | STNYPT_1_V100LD | PGE3 | PGNC_LG | NP15 | Stoney Point
5734 | BLLVUE_1_V100LD | PGE3 | PGNC_LG | NP15 | Bellevue
5735 | PNGRVE_1_V100LD | PGE3 | PGNC_LG | NP15 | Pengrove
5736 | RNCON_1_V100LD | PGE3 | PGNC_LG | NP15 | Rincon
5737 | LAKVLL_1_V100LD | PGE3 | PGNC_LG | NP15 | Lakeville
5738 | SONOMA_1_V100LD | PGE3 | PGNC_LG | NP15 | Sonoma
5739 | MENDO_6_V600LD | PGE3 | PGNC_LG | NP15 | Mendocino
5740 | POTTER_6_V600LD | PGE3 | PGNC_LG | NP15 | Potter Valley
5741 | WILLTS_6_V600LD | PGE3 | PGNC_LG | NP15 | Willits
5742 | LYTNVL_6_V600LD | PGE3 | PGNC_LG | NP15 | Laytonville
5743 | CVELO6_6_V600LD | PGE3 | PGNC_LG | NP15 | Covelo
5744 | FRTBRG_6_V600LD | PGE3 | PGNC_LG | NP15 | Fort Bragg
5745 | BIGRVR_6_V600LD | PGE3 | PGNC_LG | NP15 | Big River
5746 | ELK_6_V600LD | PGE3 | PGNC_LG | NP15 | Elk
5747 | PTARNA_6_V600LD | PGE3 | PGNC_LG | NP15 | Point Arena
5748 | GARCIA_6_V600LD | PGE3 | PGNC_LG | NP15 | Garcia
5749 | PHILO_6_V600LD | PGE3 | PGNC_LG | NP15 | Philo
5750 | MSNITE_6_V600LD | PGE3 | PGNC_LG | NP15 | Masonite
5751 | UPRLKE_6_V600LD | PGE3 | PGNC_LG | NP15 | Upper Lake
5752 | HRTLEY_6_V600LD | PGE3 | PGNC_LG | NP15 | Hartley
5753 | CLRLKE_6_V600LD | PGE3 | PGNC_LG | NP15 | Clear Lake
5754 | HPLNDJ_6_V600LD | PGE3 | PGNC_LG | NP15 | Hopland
5755 | KNOCTI_6_V600LD | PGE3 | PGNC_LG | NP15 | Konocti
5756 | MDLTWN_6_V600LD | PGE3 | PGNC_LG | NP15 | Middletown
5757 | GULALA_6_V600LD | PGE3 | PGNC_LG | NP15 | Gualala
5758 | ANAPLS_6_V600LD | PGE3 | PGNC_LG | NP15 | Annapolis
5759 | FTROSS_6_V600LD | PGE3 | PGNC_LG | NP15 | Fort Ross
5760 | SLMNCK_6_V600LD | PGE3 | PGNC_LG | NP15 | Salmon Creek
5761 | MNTERO_6_V600LD | PGE3 | PGNC_LG | NP15 | Monte Rio
5762 | WHLRJT_6_V600LD | PGE3 | PGNC_LG | NP15 | Wohler
5763 | MIRABL_6_V600LD | PGE3 | PGNC_LG | NP15 | Mirabel
5764 | MOLINO_6_V600LD | PGE3 | PGNC_LG | NP15 | Molino
5765 | GYSRVL_6_V600LD | PGE3 | PGNC_LG | NP15 | Geyserville
5766 | FULTON_6_V600LD | PGE3 | PGNC_LG | NP15 | Fulton 60kV
5767 | FTCHMT_6_V600LD | PGE3 | PGNC_LG | NP15 | Fitch Mountain
5768 | COTATI_6_V600LD | PGE3 | PGNC_LG | NP15 | Cotati
5769 | PETL-C_6_V600LD | PGE3 | PGNC_LG | NP15 | Petaluma C
5770 | PETL-A_6_V600LD | PGE3 | PGNC_LG | NP15 | Petaluma A
5771 | DUNBAR_6_V600LD | PGE3 | PGNC_LG | NP15 | Dunbar
5772 | WDFRDF_7_#G00LD | PGE3 | PGNC_LG | NP15 | West Ford Flat
5773 | ADLIN_7_#G00LD | PGE3 | PGNC_LG | NP15 | Geo Energy Partners
5774 | LGNCRK_2_V200LD | PGE3 | PGNV_LG | NP15 | Logan Creek
5775 | PRKWAY_2_V200LD | PGE3 | PGNV_LG | NP15 | Parkway
5776 | MCARTH_6_V600LD | PGE3 | PGNV_LG | NP15 | Macarther
5777 | WILDWD_1_V100LD | PGE3 | PGNV_LG | NP15 | Wildwood
5778 | PANRMA_1_V100LD | PGE3 | PGNV_LG | NP15 | Panorama
5779 | CTTNWD_1_V100LD | PGE3 | PGNV_LG | NP15 | Cottonwood 115 kV
5780 | JESSUP_1_V100LD | PGE3 | PGNV_LG | NP15 | Jessup
5781 | CASCAD_1_V100LD | PGE3 | PGNV_LG | NP15 | Cascade
5782 | GRSCRK_6_V600LD | PGE3 | PGNV_LG | NP15 | Grouse Creek
5783 | TRINTY_6_V600LD | PGE3 | PGNV_LG | NP15 | Trinity
5784 | DGLCTY_6_V600LD | PGE3 | PGNV_LG | NP15 | Douglas City
5785 | HYFORK_6_V600LD | PGE3 | PGNV_LG | NP15 | Hayfork
5786 | LEWIST_6_V600LD | PGE3 | PGNV_LG | NP15 | Lewiston
5787 | FRNCHG_6_V600LD | PGE3 | PGNV_LG | NP15 | French Gulch
5788 | KESWCK_6_V600LD | PGE3 | PGNV_LG | NP15 | Keswick
5789 | GIRVAN_6_V600LD | PGE3 | PGNV_LG | NP15 | Girvan
5790 | ANDERS_6_V600LD | PGE3 | PGNV_LG | NP15 | Anderson
5791 | WNTUPM_6_V600LD | PGE3 | PGNV_LG | NP15 | Wintu Pumps
5792 | LOMSJT_6_V600LD | PGE3 | PGNV_LG | NP15 | Loomis Jct
5793 | STILLW_6_V600LD | PGE3 | PGNV_LG | NP15 | Still Water
5794 | MTNGAT_6_V600LD | PGE3 | PGNV_LG | NP15 | Mountain Gate
5795 | WHITMR_6_V600LD | PGE3 | PGNV_LG | NP15 | Whitmore
5796 | CEDRCK_6_V600LD | PGE3 | PGNV_LG | NP15 | Ceder Creek
5797 | DESCHU_6_V600LD | PGE3 | PGNV_LG | NP15 | Deschutes
5798 | VOLTA_6_V600LD | PGE3 | PGNV_LG | NP15 | Volta
5799 | REDBLF_6_V600LD | PGE3 | PGNV_LG | NP15 | Red Bluff
5800 | TYLER_6_V600LD | PGE3 | PGNV_LG | NP15 | Tyler
5801 | DIRYVL_6_V600LD | PGE3 | PGNV_LG | NP15 | Dairyville
5802 | GERBER_6_V600LD | PGE3 | PGNV_LG | NP15 | Gerber
5803 | LSMLNS_6_JT00LD | PGE3 | PGNV_LG | NP15 | Los Molinos
5804 | VINA_6_V600LD | PGE3 | PGNV_LG | NP15 | vina
5805 | CORNG_6_V600LD | PGE3 | PGNV_LG | NP15 | Corning
5806 | HAT1&2_6_#100LD | PGE3 | PGNV_LG | NP15 | Hat Creek
5807 | BURNEY_6_V600LD | PGE3 | PGNV_LG | NP15 | Burney
5808 | OWID_1_V100LD | PGE3 | PGNV_LG | NP15 | OWID
5809 | WYANDT_1_V100LD | PGE3 | PGNV_LG | NP15 | Wyandotte
5810 | HONCUT_1_V100LD | PGE3 | PGNV_LG | NP15 | Honcut
5811 | TRESVS_6_V600LD | PGE3 | PGNV_LG | NP15 | Tres Vias
5812 | PEACHT_6_V600LD | PGE3 | PGNV_LG | NP15 | Peachton
5813 | OROVIL_6_V600LD | PGE3 | PGNV_LG | NP15 | Oroville
5814 | LSNAPC_6_V600LD | PGE3 | PGNV_LG | NP15 | Louisana Pacific(Orville)
5815 | BANGOR_6_V600LD | PGE3 | PGNV_LG | NP15 | Bangor
5816 | CHALLG_6_V600LD | PGE3 | PGNV_LG | NP15 | Challenge
5817 | CARBOU_1_V100LD | PGE3 | PGNV_LG | NP15 | Caribou 1
5818 | NORD_1_V100LD | PGE3 | PGNV_LG | NP15 | Nord 1
5819 | SYCCRK_1_V100LD | PGE3 | PGNV_LG | NP15 | Sycamore
5820 | BUTTE_1_V100LD | PGE3 | PGNV_LG | NP15 | Butte
5821 | CHICOB_1_V100LD | PGE3 | PGNV_LG | NP15 | Chico B
5822 | CHESTR_6_V600LD | PGE3 | PGNV_LG | NP15 | Chester
5823 | HMLTBR_6_V600LD | PGE3 | PGNV_LG | NP15 | Hamilton Branch
5824 | GRYSFL_6_V600LD | PGE3 | PGNV_LG | NP15 | Grays Flat
5825 | GANSNR_6_V600LD | PGE3 | PGNV_LG | NP15 | Gansner
5826 | ESTQCY_6_V600LD | PGE3 | PGNV_LG | NP15 | East Quincy
5827 | GRENVL_7_4400LD | PGE3 | PGNV_LG | NP15 | Greenville
5828 | CRESCT_7_4400LD | PGE3 | PGNV_LG | NP15 | Crescent Mills
5829 | DESABL_6_V600LD | PGE3 | PGNV_LG | NP15 | De Sabla
5830 | CNTRVL_6_V600LD | PGE3 | PGNV_LG | NP15 | Centerville
5831 | CLRKRD_6_V600LD | PGE3 | PGNV_LG | NP15 | Clark Road
5832 | SHPPJT_6_V600LD | PGE3 | PGNV_LG | NP15 | Shippee Junction
5833 | CHICOA_6_V600LD | PGE3 | PGNV_LG | NP15 | Chico A
5834 | ESQUON_6_V600LD | PGE3 | PGNV_LG | NP15 | Esquon
5835 | ORLND_6_#A00LD | PGE3 | PGNV_LG | NP15 | Orland A
5836 | ELKCRK_6_V600LD | PGE3 | PGNV_LG | NP15 | Elk Creek
5837 | WILLOW_6_V600LD | PGE3 | PGNV_LG | NP15 | Willows
5838 | CAPAY_6_V600LD | PGE3 | PGNV_LG | NP15 | Capay
5839 | HAMLTN_6_V600LD | PGE3 | PGNV_LG | NP15 | Hamilton
5840 | HEADGT_6_V600LD | PGE3 | PGNV_LG | NP15 | Headgate
5841 | ANITA_6_V600LD | PGE3 | PGNV_LG | NP15 | Anita
5842 | JACINT_6_V600LD | PGE3 | PGNV_LG | NP15 | Jancinto
5843 | PIT1_7_U100LD | PGE3 | PGNV_LG | NP15 | Pit 1
5844 | PIT3_7_#G00LD | PGE3 | PGNV_LG | NP15 | Pit 3
5845 | PIT5_7_U100LD | PGE3 | PGNV_LG | NP15 | Pit 5
5846 | DEADWD_7_#G00LD | PGE3 | PGNV_LG | NP15 | Deadwood Creek
5847 | V.RNCH_7_#G00LD | PGE3 | PGNV_LG | NP15 | Valley Ranch
5848 | WSENGY_7_#G00LD | PGE3 | PGNV_LG | NP15 | Roseberg Energy
5849 | SPIHAY_7_#G00LD | PGE3 | PGNV_LG | NP15 | SPI Hayfork
5850 | MTNPWR_7_#G00LD | PGE3 | PGNV_LG | NP15 | Pacific Oreville
5851 | KOPPRS_7_#G00LD | PGE3 | PGNV_LG | NP15 | Koppers
5852 | MTNLAS_7_#G00LD | PGE3 | PGNV_LG | NP15 | Mount Lassen
5853 | SPQUIN_7_#G00LD | PGE3 | PGNV_LG | NP15 | SPI Quincy
5854 | SLAC_2_V200LD | PGE3 | PGP2_LG | NP15 | SLAC (PRIVATE)
5855 | SANMAT_1_V100LD | PGE3 | PGP2_LG | NP15 | SAN MATEO 115-KV
5856 | BAYMDW_1_V100LD | PGE3 | PGP2_LG | NP15 | BAY MEADOWS
5857 | BELMNT_1_V100LD | PGE3 | PGP2_LG | NP15 | BELMONT
5858 | BAIR_1_V100LD | PGE3 | PGP2_LG | NP15 | BAIR
5859 | SHRDDR_1_V100LD | PGE3 | PGP2_LG | NP15 | SHREDDER
5860 | SANMAT_6_V600LD | PGE3 | PGP2_LG | NP15 | SAN MATEO 60-KV
5861 | BERSFD_6_V600LD | PGE3 | PGP2_LG | NP15 | BERESFORD
5862 | CAROLN_6_V600LD | PGE3 | PGP2_LG | NP15 | CAROLANDS
5863 | HILLSD_6_V600LD | PGE3 | PGP2_LG | NP15 | HILLSDALE
5864 | CRYSTL_6_V600LD | PGE3 | PGP2_LG | NP15 | CRYSTAL SPRINGS
5865 | RLSTON_6_V600LD | PGE3 | PGP2_LG | NP15 | RALSTON
5866 | SNCRLS_6_V600LD | PGE3 | PGP2_LG | NP15 | SAN CARLOS
5867 | HFMNBY_6_V600LD | PGE3 | PGP2_LG | NP15 | HALF-MOON BAY
5868 | REDWOD_6_V600LD | PGE3 | PGP2_LG | NP15 | REDWOOD
5869 | RAYCHM_6_V600LD | PGE3 | PGP2_LG | NP15 | RAYCHEM
5870 | BLHVN_6_V600LD | PGE3 | PGP2_LG | NP15 | BELLE HAVEN
5871 | LASPLG_6_V600LD | PGE3 | PGP2_LG | NP15 | LAS PULGAS
5872 | EMRLD_6_V600LD | PGE3 | PGP2_LG | NP15 | EMERALD LAKE
5873 | WTRSHD_6_V600LD | PGE3 | PGP2_LG | NP15 | WATERSHED
5874 | GLENWD_6_V600LD | PGE3 | PGP2_LG | NP15 | GLENWOOD
5875 | MENLO_6_V600LD | PGE3 | PGP2_LG | NP15 | MENLO
5876 | STANFD_6_V600LD | PGE3 | PGP2_LG | NP15 | STANFORD
5877 | WDSIDE_6_V600LD | PGE3 | PGP2_LG | NP15 | WOODSIDE
5878 | GRSMNL_7_#G00LD | PGE3 | PGP2_LG | NP15 | GAS RECOVERY
5879 | S.R.I._7_#G00LD | PGE3 | PGP2_LG | NP15 | SRI
5880 | CARDCG_7_#G00LD | PGE3 | PGP2_LG | NP15 | CARDINAL
5881 | PBDY_2_#A00LD | PGE3 | PGSA_LG | NP15 | Peabody A
5882 | CORTIN_1_V100LD | PGE3 | PGSA_LG | NP15 | Cortina
5883 | RICE_6_V600LD | PGE3 | PGSA_LG | NP15 | Rice
5884 | MXWELL_6_V600LD | PGE3 | PGSA_LG | NP15 | Maxwell
5885 | HARNTN_6_V600LD | PGE3 | PGSA_LG | NP15 | Harrington
5886 | ARBKLE_6_V600LD | PGE3 | PGSA_LG | NP15 | Arbuckle
5887 | DRAKE_6_V600LD | PGE3 | PGSA_LG | NP15 | Drake
5888 | WILLMS_6_V600LD | PGE3 | PGSA_LG | NP15 | Williams
5889 | DUNNGN_6_V600LD | PGE3 | PGSA_LG | NP15 | Dunnigan
5890 | COLUSA_6_V600LD | PGE3 | PGSA_LG | NP15 | Colusa
5891 | MERIDN_6_V600LD | PGE3 | PGSA_LG | NP15 | Meridian
5892 | PUTHCK_1_V100LD | PGE3 | PGSA_LG | NP15 | Putah Creek
5893 | AMRGAS_1_V100LD | PGE3 | PGSA_LG | NP15 | Amerigas
5894 | CORDLA_1_V100LD | PGE3 | PGSA_LG | NP15 | Cordelia 115kV
5895 | MOBLCM_1_V100LD | PGE3 | PGSA_LG | NP15 | Mobile Chemical
5896 | KNGHTL_1_V100LD | PGE3 | PGSA_LG | NP15 | Knights Landing
5897 | WDLAND_1_V100LD | PGE3 | PGSA_LG | NP15 | Woodland
5898 | ZAMORA_1_V100LD | PGE3 | PGSA_LG | NP15 | Zamora
5899 | MADISN_1_V100LD | PGE3 | PGSA_LG | NP15 | Madison
5900 | POST_1_V100LD | PGE3 | PGSA_LG | NP15 | Post
5901 | WSACRA_1_V100LD | PGE3 | PGSA_LG | NP15 | West Sacramento
5902 | DEEPWR_1_V100LD | PGE3 | PGSA_LG | NP15 | Deep Water
5903 | DAVIS_1_V100LD | PGE3 | PGSA_LG | NP15 | Davis
5904 | HUNT_1_V100LD | PGE3 | PGSA_LG | NP15 | Hunt Wesson
5905 | GRNDIS_1_V100LD | PGE3 | PGSA_LG | NP15 | Grand Island
5906 | HALEAB_1_V100LD | PGE3 | PGSA_LG | NP15 | Hale
5907 | VACADX_1_V100LD | PGE3 | PGSA_LG | NP15 | Vaca Dixon
5908 | VACAVL_1_#100LD | PGE3 | PGSA_LG | NP15 | Vacaville Bank 1
5909 | VACAVL_1_#200LD | PGE3 | PGSA_LG | NP15 | Vacaville Bank 2 and 3
5910 | SUISUN_1_V100LD | PGE3 | PGSA_LG | NP15 | Suisun
5911 | JAMESN_1_V100LD | PGE3 | PGSA_LG | NP15 | Jameson
5912 | CORDLA_6_V600LD | PGE3 | PGSA_LG | NP15 | Cordelia 60kV
5913 | WILKNS_6_V600LD | PGE3 | PGSA_LG | NP15 | Wilkins Slough
5914 | RC.DST_6_V600LD | PGE3 | PGSA_LG | NP15 | Rough and Ready and Coranado
5915 | WINTRS_6_V600LD | PGE3 | PGSA_LG | NP15 | Winters
5916 | PLAINF_6_V600LD | PGE3 | PGSA_LG | NP15 | Plainfield
5917 | TRAVIS_6_V600LD | PGE3 | PGSA_LG | NP15 | Travis
5918 | DIXON_6_V600LD | PGE3 | PGSA_LG | NP15 | Dixon
5919 | CAMPUS_6_V600LD | PGE3 | PGSA_LG | NP15 | UC Davis
5920 | DIXNCN_6_V600LD | PGE3 | PGSA_LG | NP15 | Dixon Canning
5921 | CCHESL_6_V600LD | PGE3 | PGSA_LG | NP15 | Cache Slough
5922 | CTYFAI_7_#900LD | PGE3 | PGSA_LG | NP15 | City of Fiarfield
5923 | USWNDR_7_#G00LD | PGE3 | PGSA_LG | NP15 | US Wind Power(Russel)
5924 | PEASE_1_V100LD | PGE3 | PGSI_LG | NP15 | Pease
5925 | EMRYVL_1_V100LD | PGE3 | PGSI_LG | NP15 | East Marysville
5926 | OLIVHR_1_V100LD | PGE3 | PGSI_LG | NP15 | Olivehurst
5927 | BOGUE_1_V100LD | PGE3 | PGSI_LG | NP15 | Bogue
5928 | CATLET_6_V600LD | PGE3 | PGSI_LG | NP15 | Catlett
5929 | COLGAT_6_V600LD | PGE3 | PGSI_LG | NP15 | Colgate
5930 | NAROW1_6_V600LD | PGE3 | PGSI_LG | NP15 | Narrows 1
5931 | SMRTVL_6_V600LD | PGE3 | PGSI_LG | NP15 | Smartville
5932 | YBAGLD_6_V600LD | PGE3 | PGSI_LG | NP15 | Yuba Gold
5933 | BRWNSV_6_V600LD | PGE3 | PGSI_LG | NP15 | Browns Valley
5934 | MRYSVL_6_V600LD | PGE3 | PGSI_LG | NP15 | Marysville
5935 | ENCINL_6_V600LD | PGE3 | PGSI_LG | NP15 | Encinal
5936 | HARTER_6_V600LD | PGE3 | PGSI_LG | NP15 | Harter
5937 | LIVOAK_6_V600LD | PGE3 | PGSI_LG | NP15 | Live Oak
5938 | BARRY_6_V600LD | PGE3 | PGSI_LG | NP15 | Barry
5939 | TUDOR_6_V600LD | PGE3 | PGSI_LG | NP15 | Tudor
5940 | ENICOL_6_V600LD | PGE3 | PGSI_LG | NP15 | East Nicolaus
5941 | PLUMAS_6_V600LD | PGE3 | PGSI_LG | NP15 | Plumas
5942 | BEALE_6_T100LD | PGE3 | PGSI_LG | NP15 | Beale 1
5943 | BEALE_6_T200LD | PGE3 | PGSI_LG | NP15 | Beale 2
5944 | WHEATL_6_V600LD | PGE3 | PGSI_LG | NP15 | Wheatland
5945 | LNCOLN_6_V600LD | PGE3 | PGSI_LG | NP15 | Lincoln
5946 | BRNSWK_1_V100LD | PGE3 | PGSI_LG | NP15 | Brunswick
5947 | PLACER_1_V100LD | PGE3 | PGSI_LG | NP15 | Placer
5948 | HRSESH_1_V100LD | PGE3 | PGSI_LG | NP15 | Horseshoe
5949 | HIGGNS_1_V100LD | PGE3 | PGSI_LG | NP15 | Higgins
5950 | BELL_1_V100LD | PGE3 | PGSI_LG | NP15 | Bell
5951 | CLMBAH_6_V600LD | PGE3 | PGSI_LG | NP15 | Columbia Hill
5952 | PIKECT_6_V600LD | PGE3 | PGSI_LG | NP15 | Pike City
5953 | ALLGNY_6_V600LD | PGE3 | PGSI_LG | NP15 | Alleghany
5954 | GRSSVL_6_V600LD | PGE3 | PGSI_LG | NP15 | Grass Valley
5955 | CSCOGR_6_V600LD | PGE3 | PGSI_LG | NP15 | Cisco Grove(Santa Fe Pacific Pipeline)
5956 | CPHORN_6_V600LD | PGE3 | PGSI_LG | NP15 | Cape Horn(Santa Fe Pacific Pipeline)
5957 | SPLDNG_6_V600LD | PGE3 | PGSI_LG | NP15 | Spaulding
5958 | DRUM_6_V600LD | PGE3 | PGSI_LG | NP15 | Drum
5959 | BNNIEN_6_V600LD | PGE3 | PGSI_LG | NP15 | Bonnie Nook
5960 | ROLLIN_6_V600LD | PGE3 | PGSI_LG | NP15 | Rollins
5961 | WEMRSW_6_V600LD | PGE3 | PGSI_LG | NP15 | Weimar
5962 | FRSTHL_6_V600LD | PGE3 | PGSI_LG | NP15 | Forst Hill
5963 | HALSEY_6_V600LD | PGE3 | PGSI_LG | NP15 | Halsey
5964 | AUBURN_6_V600LD | PGE3 | PGSI_LG | NP15 | Auburn
5965 | ROCKLN_6_V600LD | PGE3 | PGSI_LG | NP15 | Rockland
5966 | ELDORD_1_V100LD | PGE3 | PGSI_LG | NP15 | Eldorado
5967 | APPLHL_1_V100LD | PGE3 | PGSI_LG | NP15 | Apple Hill
5968 | PLCRVL_1_#100LD | PGE3 | PGSI_LG | NP15 | Placerville 1
5969 | PLCRVL_1_#200LD | PGE3 | PGSI_LG | NP15 | Placerville 2
5970 | DMNDSP_1_V100LD | PGE3 | PGSI_LG | NP15 | Diamond Springs
5971 | LIMEST_6_V600LD | PGE3 | PGSI_LG | NP15 | Limestone
5972 | CLRKVL_1_V100LD | PGE3 | PGSI_LG | NP15 | Clarksville
5973 | TAYLOR_6_V600LD | PGE3 | PGSI_LG | NP15 | Taylor
5974 | PLSNTG_6_V600LD | PGE3 | PGSI_LG | NP15 | Pleasant Grove
5975 | SHNGLE_1_V100LD | PGE3 | PGSI_LG | NP15 | Shingle Spring
5976 | PENRYN_6_V600LD | PGE3 | PGSI_LG | NP15 | Penryn
5977 | MTN QR_6_V600LD | PGE3 | PGSI_LG | NP15 | Mountain Quarries
5978 | DELMR_6_V600LD | PGE3 | PGSI_LG | NP15 | Dell Mar
5979 | SPI-HY_6_V600LD | PGE3 | PGSI_LG | NP15 | Siera Pine
5980 | FORMCA_6_V600LD | PGE3 | PGSI_LG | NP15 | Formica
5981 | CPM_1_V100LD | PGE3 | PGSI_LG | NP15 | CPM
5982 | SPICAM_1_V100LD | PGE3 | PGSI_LG | NP15 | SPI (Camino or Michigan Cal)
5983 | YUBACT_7_#G00LD | PGE3 | PGSI_LG | NP15 | Yuba City
5984 | SPI LI_7_#G00LD | PGE3 | PGSI_LG | NP15 | SPI (Lincoln)
5985 | DXNLDG_1_V100LD | PGE3 | PGSJ_LG | NP15 | DIXON LANDING SUB
5986 | ZANKER_1_V100LD | PGE3 | PGSJ_LG | NP15 | ZANKER ROAD
5987 | LSESTR_1_V100LD | PGE3 | PGSJ_LG | NP15 | LOS ESTEROS
5988 | MONTAG_1_V100LD | PGE3 | PGSJ_LG | NP15 | MONTAGUE
5989 | TRIMBL_1_V100LD | PGE3 | PGSJ_LG | NP15 | TRIMBLE
5990 | GISH_1_V100LD | PGE3 | PGSJ_LG | NP15 | GISH
5991 | FMC_1_V100LD | PGE3 | PGSJ_LG | NP15 | FMC
5992 | SANJ B_1_V100LD | PGE3 | PGSJ_LG | NP15 | SAN JOSE "B" BUS SECTION E
5993 | SANJ A_1_V100LD | PGE3 | PGSJ_LG | NP15 | SAN JOSE "A"
5994 | SANJ B_1_#F00LD | PGE3 | PGSJ_LG | NP15 | SAN JOSE "B" BUS SECTION F
5995 | ELPATO_1_V100LD | PGE3 | PGSJ_LG | NP15 | EL PATIO
5996 | SWIFT_1_V100LD | PGE3 | PGSJ_LG | NP15 | SWIFT
5997 | MILPTS_1_V100LD | PGE3 | PGSJ_LG | NP15 | MILPITAS
5998 | MCKEE_1_V100LD | PGE3 | PGSJ_LG | NP15 | MC KEE
5999 | FD PCF_1_V100LD | PGE3 | PGSJ_LG | NP15 | FEDERAL PACIFIC
6000 | MABURY_1_V100LD | PGE3 | PGSJ_LG | NP15 | MABURY 115kV
6001 | MARKM_1_V100LD | PGE3 | PGSJ_LG | NP15 | MARKHAM
6002 | STONE_1_#J00LD | PGE3 | PGSJ_LG | NP15 | STONE J (General Electric)
6003 | STONE_1_V100LD | PGE3 | PGSJ_LG | NP15 | STONE
6004 | EVRGRN_1_#100LD | PGE3 | PGSJ_LG | NP15 | EVERGREEN
6005 | IBMCTL_1_V100LD | PGE3 | PGSJ_LG | NP15 | IBM-COTTLE
6006 | EDENVL_1_V100LD | PGE3 | PGSJ_LG | NP15 | EDENVALE
6007 | IBMHRR_1_V100LD | PGE3 | PGSJ_LG | NP15 | IBM-HARRY RD
6008 | IBMBLY_1_V100LD | PGE3 | PGSJ_LG | NP15 | IBM-BAILEY RD
6009 | CYTE P_1_V100LD | PGE3 | PGSJ_LG | NP15 | COYOTE PUMPING
6010 | MRGNHL_1_V100LD | PGE3 | PGSJ_LG | NP15 | MORGAN HILL
6011 | LLAGAS_1_V100LD | PGE3 | PGSJ_LG | NP15 | LLAGAS
6012 | GILROY_1_#F00LD | PGE3 | PGSJ_LG | NP15 | GILROY FOODS
6013 | MABURY_6_V600LD | PGE3 | PGSJ_LG | NP15 | MABURY 60kV
6014 | JENNGS_6_V600LD | PGE3 | PGSJ_LG | NP15 | JENNINGS METER STA.
6015 | SENTER_6_V600LD | PGE3 | PGSJ_LG | NP15 | SENTER
6016 | ALMADN_6_V600LD | PGE3 | PGSJ_LG | NP15 | ALMADEN
6017 | GILROY_7_#G00LD | PGE3 | PGSJ_LG | NP15 | GILROY ENERGY
6018 | GRSNEW_7_#G00LD | PGE3 | PGSJ_LG | NP15 | CITY OF SANTA CLARA
6019 | COTTLE_2_#A00LD | PGE3 | PGSN_LG | NP15 | COTTLE A
6020 | COTTLE_2_#B00LD | PGE3 | PGSN_LG | NP15 | COTTLE B
6021 | SPRGAP_1_#J00LD | PGE3 | PGSN_LG | NP15 | SPRING GAP
6022 | MI-WUK_1_V100LD | PGE3 | PGSN_LG | NP15 | MI-WUK
6023 | CURIS_1_V100LD | PGE3 | PGSN_LG | NP15 | CURTIS
6024 | R.TRCK_1_V100LD | PGE3 | PGSN_LG | NP15 | RACETRACK
6025 | PEORIA_1_V100LD | PGE3 | PGSN_LG | NP15 | PEORIA
6026 | MELONS_1_JA00LD | PGE3 | PGSN_LG | NP15 | MELONES JUNCTION
6027 | FRGTWN_1_V100LD | PGE3 | PGSN_LG | NP15 | FROGTOWN
6028 | CATRCT_1_V100LD | PGE3 | PGSN_LG | NP15 | CATARACT (CALAVERAS CEMENT CO.)
6029 | STANIS_1_V100LD | PGE3 | PGSN_LG | NP15 | STANISLAUS
6030 | RVRBK_1_V100LD | PGE3 | PGSN_LG | NP15 | RIVERBANK
6031 | HNTWSN_1_V100LD | PGE3 | PGSN_LG | NP15 | HUNT-WESSON (OAKDALE)
6032 | HERSHY_1_V100LD | PGE3 | PGSN_LG | NP15 | HERSHEY
6033 | VLLYHM_1_V100LD | PGE3 | PGSN_LG | NP15 | VALLEY HOME
6034 | SALDO_1_V100LD | PGE3 | PGSN_LG | NP15 | SALADO
6035 | MILLER_1_V100LD | PGE3 | PGSN_LG | NP15 | MILLER
6036 | TEICHR_1_V100LD | PGE3 | PGSN_LG | NP15 | TEICHERT
6037 | INGRM_1_V100LD | PGE3 | PGSN_LG | NP15 | INGRAM CREEK
6038 | WESTLY_6_V600LD | PGE3 | PGSN_LG | NP15 | WESTLEY
6039 | PATTRS_6_FZ00LD | PGE3 | PGSN_LG | NP15 | PATTERSON FROZEN FOODS
6040 | PATTRS_6_V600LD | PGE3 | PGSN_LG | NP15 | PATTERSON
6041 | NEWMAN_6_V600LD | PGE3 | PGSN_LG | NP15 | NEWMAN
6042 | CRWSLD_6_V600LD | PGE3 | PGSN_LG | NP15 | CROWS LANDING
6043 | GUSTN_6_V600LD | PGE3 | PGSN_LG | NP15 | GUSTINE
6044 | CURIS_7_#G00LD | PGE3 | PGSN_LG | NP15 | FIBERBOARD STANDARD
6045 | STAGG_2_V200LD | PGE3 | PGST_LG | NP15 | STAGG 230-KV
6046 | WEBER_2_1#00LD | PGE3 | PGST_LG | NP15 | WEBER
6047 | 8MILE_2_V200LD | PGE3 | PGST_LG | NP15 | EIGHT MILE ROAD
6048 | AVENA_1_V100LD | PGE3 | PGST_LG | NP15 | AVENA
6049 | MANTCA_1_V100LD | PGE3 | PGST_LG | NP15 | MANTECA
6050 | NWKSRA_6_V600LD | PGE3 | PGST_LG | NP15 | NEWARK-SIERRA-PAPERBOARD
6051 | RIPON_1_V100LD | PGE3 | PGST_LG | NP15 | RIPON
6052 | C.AMMN_1_V100LD | PGE3 | PGST_LG | NP15 | AMMONIA CA
6053 | O.GLSS_1_V100LD | PGE3 | PGST_LG | NP15 | OWENS ILLINOIS
6054 | SFEWAY_1_V100LD | PGE3 | PGST_LG | NP15 | SAFEWAY
6055 | TESLA_1_JA00LD | PGE3 | PGST_LG | NP15 | TESLA JCT A
6056 | LEPRIN_1_V100LD | PGE3 | PGST_LG | NP15 | LEPRINO FOODS 115-KV
6057 | ELLS G_1_#100LD | PGE3 | PGST_LG | NP15 | ELLIS
6058 | TRACY_1_V100LD | PGE3 | PGST_LG | NP15 | TRACY
6059 | HJHEIN_1_V100LD | PGE3 | PGST_LG | NP15 | HEINZ
6060 | STCKTN_1_JB00LD | PGE3 | PGST_LG | NP15 | STOCKTON JCT B
6061 | STCKTN_1_JA00LD | PGE3 | PGST_LG | NP15 | STOCKTON JCT A
6062 | LOCKFD_1_V100LD | PGE3 | PGST_LG | NP15 | LOCKFORD
6063 | WESTPT_6_V600LD | PGE3 | PGST_LG | NP15 | WEST POINT
6064 | P.GRVE_6_V600LD | PGE3 | PGST_LG | NP15 | PINE GROVE
6065 | NBRNCH_6_V600LD | PGE3 | PGST_LG | NP15 | NORTH BRANCH
6066 | C.CMNT_6_V600LD | PGE3 | PGST_LG | NP15 | CALAVERAS CEMENT CO.
6067 | MARTEL_6_V600LD | PGE3 | PGST_LG | NP15 | MARTELL
6068 | OLETA_6_V600LD | PGE3 | PGST_LG | NP15 | OLETA
6069 | AM.FST_6_V600LD | PGE3 | PGST_LG | NP15 | AMERICAN FORESTRY PRODUCTS
6070 | CLAY_6_V600LD | PGE3 | PGST_LG | NP15 | CLAY
6071 | I.PRSN_6_V600LD | PGE3 | PGST_LG | NP15 | IONE PRISON
6072 | CORRAL_6_V600LD | PGE3 | PGST_LG | NP15 | CORRAL
6073 | LINDEN_6_V600LD | PGE3 | PGST_LG | NP15 | LINDEN
6074 | MORMON_6_#J00LD | PGE3 | PGST_LG | NP15 | MORMON
6075 | DANA_6_V600LD | PGE3 | PGST_LG | NP15 | DANA
6076 | WEBER_6_1600LD | PGE3 | PGST_LG | NP15 | WEBER 1
6077 | CARGLL_6_V600LD | PGE3 | PGST_LG | NP15 | CARGILL
6078 | JM_6_V600LD | PGE3 | PGST_LG | NP15 | 3M MANUFACTURING
6079 | RAGU_6_V600LD | PGE3 | PGST_LG | NP15 | RAGU
6080 | CHRKEE_6_V600LD | PGE3 | PGST_LG | NP15 | CHEROKEE
6081 | WTRLOO_6_V600LD | PGE3 | PGST_LG | NP15 | WATERLOO
6082 | STCKTN_6_#A00LD | PGE3 | PGST_LG | NP15 | STOCKTON STA. A
6083 | E.STCK_6_V600LD | PGE3 | PGST_LG | NP15 | EAST STOCKTON
6084 | MONARC_6_V600LD | PGE3 | PGST_LG | NP15 | MONARCH
6085 | OAKPRK_6_V600LD | PGE3 | PGST_LG | NP15 | OAK PARK
6086 | SUMDEN_6_V600LD | PGE3 | PGST_LG | NP15 | SUMIDEN WIRE
6087 | HARDNG_6_V600LD | PGE3 | PGST_LG | NP15 | HARDING
6088 | STCKTN_6_#X00LD | PGE3 | PGST_LG | NP15 | STOCKTON ACRES
6089 | ROBLRN_6_V600LD | PGE3 | PGST_LG | NP15 | ROBERTSON - LEARNER
6090 | RGHRDY_6_V600LD | PGE3 | PGST_LG | NP15 | ROUGH & READY
6091 | CHNNL_6_V600LD | PGE3 | PGST_LG | NP15 | CHANNEL
6092 | FRNCH_6_CP00LD | PGE3 | PGST_LG | NP15 | FRENCH CAMP
6093 | GRNMYR_6_V600LD | PGE3 | PGST_LG | NP15 | GRONEMEYER
6094 | STAGG_6_V600LD | PGE3 | PGST_LG | NP15 | STAGG 60-KV
6095 | CNTRY_6_CB00LD | PGE3 | PGST_LG | NP15 | COUTRY CLUB
6096 | UOP_6_V600LD | PGE3 | PGST_LG | NP15 | UNIVERSITY OF THE PACIFIC
6097 | WESTLN_6_V600LD | PGE3 | PGST_LG | NP15 | WEST LANE
6098 | HAMMER_6_V600LD | PGE3 | PGST_LG | NP15 | HAMMER
6099 | METTLR_6_V600LD | PGE3 | PGST_LG | NP15 | METTLER
6100 | TERMNS_6_#J00LD | PGE3 | PGST_LG | NP15 | TERMINOUS JUNCTION
6101 | NW HPE_6_#J00LD | PGE3 | PGST_LG | NP15 | NEW HOPE JUNCTION
6102 | VICTR_6_V600LD | PGE3 | PGST_LG | NP15 | VICTOR
6103 | LODI_6_V600LD | PGE3 | PGST_LG | NP15 | LODI
6104 | COLONY_6_V600LD | PGE3 | PGST_LG | NP15 | COLONY
6105 | MOSHER_6_V600LD | PGE3 | PGST_LG | NP15 | MOSHER
6106 | MANTCA_6_V600LD | PGE3 | PGST_LG | NP15 | MANTECA
6107 | LOUISE_6_V600LD | PGE3 | PGST_LG | NP15 | LOUISE
6108 | CALVO_6_V600LD | PGE3 | PGST_LG | NP15 | CALVO
6109 | RIPON6_6_V600LD | PGE3 | PGST_LG | NP15 | RIPON 6-KV
6110 | BANTA_6_V600LD | PGE3 | PGST_LG | NP15 | BANTA
6111 | LYOTH_6_V600LD | PGE3 | PGST_LG | NP15 | LYOTH
6112 | CARBNA_6_V600LD | PGE3 | PGST_LG | NP15 | CARBONA
6113 | BANCR_6_V600LD | PGE3 | PGST_LG | NP15 | BANTA-CARBONA
6114 | HERDLN_6_V600LD | PGE3 | PGST_LG | NP15 | HERDLYN
6115 | B.BTHN_6_V600LD | PGE3 | PGST_LG | NP15 | BYRON BETHANY
6116 | MDLRVR_6_V600LD | PGE3 | PGST_LG | NP15 | MIDDLE RIVER
6117 | MCD IS_6_V600LD | PGE3 | PGST_LG | NP15 | MCDONALD ISLAND
6118 | WESTSD_6_V600LD | PGE3 | PGST_LG | NP15 | WEST SIDE
6119 | TIGRCK_7_V400LD | PGE3 | PGST_LG | NP15 | TIGER CREEK
6120 | ELECTR_7_#G00LD | PGE3 | PGST_LG | NP15 | ELECTRA
6121 | D.WLNT_7_#G00LD | PGE3 | PGST_LG | NP15 | DIAMOND WALNUT
6122 | USWND2_7_#G00LD | PGE3 | PGST_LG | NP15 | PATTERSON / U.S. WIND 2
6123 | STOREY_2_#100LD | PGE3 | PGYO_LG | NP15 | STOREY 1
6124 | STOREY_2_#200LD | PGE3 | PGYO_LG | NP15 | STOREY 2
6125 | BORDEN_2_V200LD | PGE3 | PGYO_LG | NP15 | BORDEN
6126 | CHOWBI_1_V100LD | PGE3 | PGYO_LG | NP15 | CHOWCHILLA
6127 | CRTEED_1_V100LD | PGE3 | PGYO_LG | NP15 | CERTAINTEED
6128 | ATWTER_1_V100LD | PGE3 | PGYO_LG | NP15 | ATWATER
6129 | CASTLE_1_V100LD | PGE3 | PGYO_LG | NP15 | CASTLE
6130 | LE GRD_1_V100LD | PGE3 | PGYO_LG | NP15 | LE GRAND
6131 | SHARON_1_V100LD | PGE3 | PGYO_LG | NP15 | SHARON
6132 | OAKHST_1_V100LD | PGE3 | PGYO_LG | NP15 | OAKHURST
6133 | JRWOOD_1_V100LD | PGE3 | PGYO_LG | NP15 | J.R. WOOD
6134 | CRSGLD_1_V100LD | PGE3 | PGYO_LG | NP15 | COARSEGOLD
6135 | LIVNGS_1_V100LD | PGE3 | PGYO_LG | NP15 | LIVINGSTON 1
6136 | GALLO_1_V100LD | PGE3 | PGYO_LG | NP15 | GALLO
6137 | WILSON_1_#A00LD | PGE3 | PGYO_LG | NP15 | WILSON A
6138 | ELCAPT_1_V100LD | PGE3 | PGYO_LG | NP15 | EL CAPITAN
6139 | CRESEY_1_V100LD | PGE3 | PGYO_LG | NP15 | CRESSEY
6140 | MERCED_1_V100LD | PGE3 | PGYO_LG | NP15 | MERCED 115-KV
6141 | MERCED_7_1200LD | PGE3 | PGYO_LG | NP15 | MERCED 12-KV
6142 | CHENEY_1_V100LD | PGE3 | PGYO_LG | NP15 | CHENEY
6143 | NEWHLL_1_V100LD | PGE3 | PGYO_LG | NP15 | NEWHALL
6144 | DAIRYL_1_V100LD | PGE3 | PGYO_LG | NP15 | DAIRYLAND
6145 | HAMMND_1_V100LD | PGE3 | PGYO_LG | NP15 | HAMMONDS
6146 | LUIS35_1_V100LD | PGE3 | PGYO_LG | NP15 | LUIS 3-5
6147 | OXFORD_1_V100LD | PGE3 | PGYO_LG | NP15 | OXFORD
6148 | ELNIDO_1_V100LD | PGE3 | PGYO_LG | NP15 | EL NIDO
6149 | OROLMA_6_V700LD | PGE3 | PGYO_LG | NP15 | ORO LOMA
6150 | LIVNGS_6_V700LD | PGE3 | PGYO_LG | NP15 | LIVINGSTON
6151 | CANAL_6_V700LD | PGE3 | PGYO_LG | NP15 | CANAL
6152 | CHVPIP_6_V700LD | PGE3 | PGYO_LG | NP15 | CHEVRON PIPELINE (SANTA NELLA))
6153 | S.NELA_6_V700LD | PGE3 | PGYO_LG | NP15 | SANTA NELLA
6154 | S.RITA_6_V700LD | PGE3 | PGYO_LG | NP15 | SANTA RITA
6155 | DOSPAL_6_V700LD | PGE3 | PGYO_LG | NP15 | DOS PALOS
6156 | ORTGA_6_V700LD | PGE3 | PGYO_LG | NP15 | ORTIGA
6157 | ARBUR_6_V700LD | PGE3 | PGYO_LG | NP15 | ARBURUA (TEXACO)
6158 | MRPOSA_6_V700LD | PGE3 | PGYO_LG | NP15 | MARIPOSA
6159 | MRCDFL_6_V700LD | PGE3 | PGYO_LG | NP15 | MERCED FALLS
6160 | BONITA_6_V700LD | PGE3 | PGYO_LG | NP15 | BONITA
6161 | GLASS_6_V700LD | PGE3 | PGYO_LG | NP15 | GLASS
6162 | BERVLY_6_V700LD | PGE3 | PGYO_LG | NP15 | BEAR VALLEY
6163 | SAXNCK_6_V700LD | PGE3 | PGYO_LG | NP15 | SAXON CREEK
6164 | INDNFL_6_V700LD | PGE3 | PGYO_LG | NP15 | INDIAN FLAT
6165 | YOSEMT_6_V700LD | PGE3 | PGYO_LG | NP15 | YOSEMITE
6166 | MADERA_6_V700LD | PGE3 | PGYO_LG | NP15 | MADERA
6167 | YANCEY_6_V700LD | PGE3 | PGYO_LG | NP15 | YANCEY
6168 | YANKE_6_V700LD | PGE3 | PGYO_LG | NP15 | YANKE (NORTH FORK)
6169 | CASSDY_6_V700LD | PGE3 | PGYO_LG | NP15 | CASSIDY
6170 | ELPECO_6_V700LD | PGE3 | PGYO_LG | NP15 | EL PECO
6171 | FIREBH_6_V700LD | PGE3 | PGYO_LG | NP15 | FIREBAUGH
6172 | WRGHTP_6_V700LD | PGE3 | PGYO_LG | NP15 | WRIGHT POWER PLANT
6173 | LEVIS_6_V700LD | PGE3 | PGYO_LG | NP15 | LEVIS
6174 | WESIX_6_V700LD | PGE3 | PGYO_LG | NP15 | WESIX
6175 | WESTLD_6_V700LD | PGE3 | PGYO_LG | NP15 | WESTLANDS
6176 | ONLLPP_6_V700LD | PGE3 | PGYO_LG | NP15 | O'NEILL PUMPING PLANT
6177 | MENDTA_7_1000LD | PGE3 | PGYO_LG | NP15 | MENDOTA
6178 | KERKH1_7_#G00LD | PGE3 | PGYO_LG | NP15 | KERCKHOFF POWER PLANT 1
6179 | SAXNCK_7_#L00LD | PGE3 | PGYO_LG | NP15 | SAXON CREEK 4.16KV
6180 | FLANGN_2_V200LD | PGE3 | WAP1_LG | NP15 | FLANIGAN
6181 | FDYMEN_2_V200LD | PGE3 | WAP1_LG | NP15 | FIDDYMENT
6182 | LLNL_2_V200LD | PGE3 | WAP1_LG | NP15 | LAWERENCE LAB
6183 | KESWIK_1_V100LD | PGE3 | WAP1_LG | NP15 | KESWICK
6184 | TRCYPP_6_V700LD | PGE3 | WAP1_LG | NP15 | TRACY PUMPS
6185 | WNDGPP_2_1J00LD | PGE4 | CWR2_LG | ZP26 | AUX. OR PUMP LOAD FOR WNDGPP_2_PUMP 1
6186 | WNDGPP_2_2J00LD | PGE4 | CWR2_LG | ZP26 | AUX. OR PUMP LOAD FOR WNDGPP_2_PUMP 2
6187 | BUENVS_7_#100LD | PGE4 | CWR2_LG | ZP26 | AUX. OR PUMP LOAD FOR BUENVS_2_PUMP A
6188 | BUENVS_7_#200LD | PGE4 | CWR2_LG | ZP26 | AUX. OR PUMP LOAD FOR BUENVS_2_PUMP B
6189 | WHELPP_7_2P00LD | PGE4 | CWR2_LG | ZP26 | AUX. OR PUMP LOAD FOR WHELPP_2_PUMP 2
6190 | WHELPP_7_1P00LD | PGE4 | CWR2_LG | ZP26 | AUX. OR PUMP LOAD FOR WHELPP_2_PUMP 1
6191 | GATES_2_V200LD | PGE4 | PGF2_LG | ZP26 | AUX. OR PUMP LOAD FOR PSUEDO_2_UNIT10
6192 | GATES_7_1T00LD | PGE4 | PGF2_LG | ZP26 | AUX. OR PUMP LOAD FOR GATES_7_48MVAR
6193 | MIDWAY_7_1T00LD | PGE4 | PGKE_LG | ZP26 | AUX. OR PUMP LOAD FOR MIDWAY_7_1 48MV
6194 | MIDWAY_7_2T00LD | PGE4 | PGKE_LG | ZP26 | AUX. OR PUMP LOAD FOR MIDWAY_7_2 48MV
6195 | TAFT_6_#B00LD | PGE4 | PGKE_LG | ZP26 | AUX. OR PUMP LOAD FOR TAFT_6_UNIT
6196 | KRNCNY_7_#G00LD | PGE4 | PGKE_LG | ZP26 | AUX. OR PUMP LOAD FOR KRNCNY_6_UNIT
6197 | RIOBRV_7_#G00LD | PGE4 | PGKE_LG | ZP26 | AUX. OR PUMP LOAD FOR RIOBRV_6_UNIT 1
6198 | ARCSOL_7_#G00LD | PGE4 | PGKE_LG | ZP26 | AUX. OR PUMP LOAD FOR ARCSOL_1_UNIT
6199 | UNCAL+_7_#G00LD | PGE4 | PGKE_LG | ZP26 | AUX. OR PUMP LOAD FOR UNCAL+_1_UNCALD
6200 | CHEVCY_7_#G00LD | PGE4 | PGKE_LG | ZP26 | AUX. OR PUMP LOAD FOR CHEVCY_1_UNIT
6201 | WELLPT_7_#G00LD | PGE4 | PGKE_LG | ZP26 | AUX. OR PUMP LOAD FOR WELLPT_1_UNOCAL
6202 | MIDSET_7_#G00LD | PGE4 | PGKE_LG | ZP26 | AUX. OR PUMP LOAD FOR MIDSET_1_UNIT 1
6203 | SHELL_7_#G00LD | PGE4 | PGKE_LG | ZP26 | AUX. OR PUMP LOAD FOR SHELL_1_SEKER
6204 | LOSTHL_7_#G00LD | PGE4 | PGKE_LG | ZP26 | AUX. OR PUMP LOAD FOR LOSTHL_6_UNIT
6205 | LIVEOK_7_#G00LD | PGE4 | PGKE_LG | ZP26 | AUX. OR PUMP LOAD FOR LIVOAK_1_UNIT 1
6206 | MKTRCK_7_#G00LD | PGE4 | PGKE_LG | ZP26 | AUX. OR PUMP LOAD FOR MKTRCK_1_UNIT 1
6207 | BEARMT_7_#G00LD | PGE4 | PGKE_LG | ZP26 | AUX. OR PUMP LOAD FOR BEARMT_1_UNIT
6208 | OILDAL_1_#G00LD | PGE4 | PGKE_LG | ZP26 | AUX. OR PUMP LOAD FOR OILDAL_1_UNIT 1
6209 | TXMCKT_6_#G00LD | PGE4 | PGKE_LG | ZP26 | AUX. OR PUMP LOAD FOR TXMCKT_6_UNIT
6210 | MESAP_1_V100LD | PGE4 | PGLP_LG | ZP26 | AUX. OR PUMP LOAD FOR MESAP_1_QF
6211 | VAFB_7_SO00LD | PGE4 | PGLP_LG | ZP26 | AUX. OR PUMP LOAD FOR VAFB_1_UNIT 5
6212 | MORBAY_7_#100LD | PGE4 | PGLP_LG | ZP26 | AUX. OR PUMP LOAD FOR MORBAY_7_UNIT 1
6213 | UNOIL_7_#G00LD | PGE4 | PGLP_LG | ZP26 | AUX. OR PUMP LOAD FOR UNOIL_1_UNIT
6214 | DVLDEN_6_V700LD | PGE4 | CWR2_LG | ZP26 | DEVEL DEN PUMPING PLANT
6215 | BLUSTN_6_V700LD | PGE4 | CWR2_LG | ZP26 | BLUE STONE PUMPING PLANT
6216 | POLNIO_6_V700LD | PGE4 | CWR2_LG | ZP26 | POLONIO PUMPING PLANT
6217 | LASPRL_6_V700LD | PGE4 | CWR2_LG | ZP26 | LAS PERILLAS PUMPING PLANT
6218 | BDGRHL_6_V700LD | PGE4 | CWR2_LG | ZP26 | BADGER HILL PUMPING PLANT
6219 | C.LMPC_1_V100LD | PGE4 | NCP2_LG | ZP26 | CITY OF LOMPOC
6220 | GATES_1_V100LD | PGE4 | PGF2_LG | ZP26 | GATES
6221 | ARCO_6_V700LD | PGE4 | PGF2_LG | ZP26 | ARCO
6222 | DEVLDN_6_V700LD | PGE4 | PGF2_LG | ZP26 | DEVILS DEN
6223 | STOKDL_2_#A00LD | PGE4 | PGKE_LG | ZP26 | STOCKDALE STA. A
6224 | STOKDL_2_#B00LD | PGE4 | PGKE_LG | ZP26 | STOCKDALE STA. B
6225 | BKRFLD_2_#A00LD | PGE4 | PGKE_LG | ZP26 | BAKERSFIELD A
6226 | BKRFLD_2_#B00LD | PGE4 | PGKE_LG | ZP26 | BAKERSFIELD B
6227 | SMYRNA_1_V100LD | PGE4 | PGKE_LG | ZP26 | SMYRNA
6228 | GOSELK_1_V100LD | PGE4 | PGKE_LG | ZP26 | GOOSE LAKE
6229 | SEMTRP_1_V100LD | PGE4 | PGKE_LG | ZP26 | SEMITROPIC
6230 | WESTPK_1_V100LD | PGE4 | PGKE_LG | ZP26 | WEST PARK
6231 | CHARKA_1_V100LD | PGE4 | PGKE_LG | ZP26 | CHARCA
6232 | FAMOSO_1_V100LD | PGE4 | PGKE_LG | ZP26 | FAMOSO
6233 | LERDO_1_V100LD | PGE4 | PGKE_LG | ZP26 | LERDO
6234 | KRNOIL_1_V100LD | PGE4 | PGKE_LG | ZP26 | KERN OIL
6235 | CLUMBS_1_V100LD | PGE4 | PGKE_LG | ZP26 | COLUMBUS
6236 | MAGUND_1_V100LD | PGE4 | PGKE_LG | ZP26 | MAGUNDEN
6237 | BOLTHS_1_V100LD | PGE4 | PGKE_LG | ZP26 | BOLTHOUSE
6238 | STOKDL_1_V100LD | PGE4 | PGKE_LG | ZP26 | STOCKDALE
6239 | WITCO_1_V100LD | PGE4 | PGKE_LG | ZP26 | WITCO REFINERY
6240 | GANSO_1_V100LD | PGE4 | PGKE_LG | ZP26 | GANSO
6241 | TUPMAN_1_V100LD | PGE4 | PGKE_LG | ZP26 | TUPMAN
6242 | KERNPP_1_V100LD | PGE4 | PGKE_LG | ZP26 | KERN POWER
6243 | TEVIS_1_V100LD | PGE4 | PGKE_LG | ZP26 | TEVIS
6244 | LAMONT_1_V100LD | PGE4 | PGKE_LG | ZP26 | LAMONT
6245 | RIOBRV_1_#100LD | PGE4 | PGKE_LG | ZP26 | RIO BRAVO
6246 | SHFTER_1_V100LD | PGE4 | PGKE_LG | ZP26 | SHAFTER
6247 | MIDWAY_1_V100LD | PGE4 | PGKE_LG | ZP26 | MIDWAY
6248 | TAFT_1_V100LD | PGE4 | PGKE_LG | ZP26 | TAFT 115kV
6249 | FELLWS_1_V100LD | PGE4 | PGKE_LG | ZP26 | FELLOWS
6250 | TAFT_1_JT00LD | PGE4 | PGKE_LG | ZP26 | TAFT JUNCTION
6251 | CWELOC_1_V100LD | PGE4 | PGKE_LG | ZP26 | CAWELO "C"
6252 | NORCO_1_V100LD | PGE4 | PGKE_LG | ZP26 | NORCO
6253 | COLES_1_V100LD | PGE4 | PGKE_LG | ZP26 | COLES LEVEY
6254 | KERNRG_1_V100LD | PGE4 | PGKE_LG | ZP26 | KERNRIDGE (SOUTH BELRIDGE)
6255 | TEMBLR_1_V100LD | PGE4 | PGKE_LG | ZP26 | TEMBLOR
6256 | CARRZO_1_V100LD | PGE4 | PGKE_LG | ZP26 | CARRIZO PLAINS
6257 | KERNWT_1_V100LD | PGE4 | PGKE_LG | ZP26 | KERNWATER
6258 | SANTFE_1_V100LD | PGE4 | PGKE_LG | ZP26 | SANTA FE ENERGY
6259 | BELRDG_1_V100LD | PGE4 | PGKE_LG | ZP26 | BELRIDGE
6260 | ARVIN_1_V100LD | PGE4 | PGKE_LG | ZP26 | ARVIN EDISON
6261 | ROSEDL_1_V100LD | PGE4 | PGKE_LG | ZP26 | ROSEDALE
6262 | POSOMT_1_V100LD | PGE4 | PGKE_LG | ZP26 | POSO MOUNTAIN
6263 | BLCKWL_6_V700LD | PGE4 | PGKE_LG | ZP26 | BLACKWELL
6264 | CARNRA_6_V700LD | PGE4 | PGKE_LG | ZP26 | CARNERAS
6265 | MCKITT_6_V700LD | PGE4 | PGKE_LG | ZP26 | MCKITTRICK
6266 | N.MIDW_6_V700LD | PGE4 | PGKE_LG | ZP26 | NORTH MIDWAY (MOBIL OIL)
6267 | S.MIDW_6_V700LD | PGE4 | PGKE_LG | ZP26 | SOUTH MIDWAY (Mobil Oil)
6268 | MARCPA_6_V700LD | PGE4 | PGKE_LG | ZP26 | MARICOPA
6269 | GARDNR_6_V700LD | PGE4 | PGKE_LG | ZP26 | GARDNER
6270 | BASSCL_6_V700LD | PGE4 | PGKE_LG | ZP26 | BASIC SCHOOL PUMPING STA. (TEXACO)
6271 | COPUS_6_V700LD | PGE4 | PGKE_LG | ZP26 | COPUS
6272 | LAKEVW_6_V700LD | PGE4 | PGKE_LG | ZP26 | LAKEVIEW
6273 | WHEELR_6_V700LD | PGE4 | PGKE_LG | ZP26 | WHEELER RIDGE
6274 | TEJON_6_V700LD | PGE4 | PGKE_LG | ZP26 | TEJON
6275 | TEJON_6_BK00LD | PGE4 | PGKE_LG | ZP26 | TEJON BK
6276 | S.BRNR_6_V700LD | PGE4 | PGKE_LG | ZP26 | SAN BERNARD
6277 | ARVIN_6_V700LD | PGE4 | PGKE_LG | ZP26 | ARVIN
6278 | WEEDPC_6_V700LD | PGE4 | PGKE_LG | ZP26 | WEEDPATCH
6279 | EISEN_6_V700LD | PGE4 | PGKE_LG | ZP26 | EISEN
6280 | OLDRVR_6_V700LD | PGE4 | PGKE_LG | ZP26 | OLD RIVER
6281 | PANAMA_6_V700LD | PGE4 | PGKE_LG | ZP26 | PANAMA
6282 | CRNATN_6_V700LD | PGE4 | PGKE_LG | ZP26 | CARNATION DAIRY
6283 | WELLFD_6_V700LD | PGE4 | PGKE_LG | ZP26 | WELLFIELD
6284 | WELLFD_6_BK00LD | PGE4 | PGKE_LG | ZP26 | WELLFIELD BANK
6285 | TAFT_7_1200LD | PGE4 | PGKE_LG | ZP26 | TAFT 12.5kV
6286 | CADET_6_V700LD | PGE4 | PGKE_LG | ZP26 | CADET
6287 | KERNPP_6_#200LD | PGE4 | PGKE_LG | ZP26 | KERN CANYON PH
6288 | ELKHLS_6_V700LD | PGE4 | PGKE_LG | ZP26 | ELK HILLS
6289 | CWELOB_6_V700LD | PGE4 | PGKE_LG | ZP26 | CAWELO "B"
6290 | MCFRLN_6_V700LD | PGE4 | PGKE_LG | ZP26 | MC FARLAND
6291 | WASCO_6_V700LD | PGE4 | PGKE_LG | ZP26 | WASCO
6292 | CUYAMA_6_V700LD | PGE4 | PGKE_LG | ZP26 | CUYAMA
6293 | EMIDIO_6_V700LD | PGE4 | PGKE_LG | ZP26 | EMIDIO
6294 | ROSE_6_V700LD | PGE4 | PGKE_LG | ZP26 | ROSE
6295 | LOSTHL_6_V700LD | PGE4 | PGKE_LG | ZP26 | LOST HILLS
6296 | TECUYA_6_V700LD | PGE4 | PGKE_LG | ZP26 | TECUYA
6297 | UCPL_6_V700LD | PGE4 | PGKE_LG | ZP26 | UCPL (PETROL LEWIS)
6298 | GRAPEV_6_#700LD | PGE4 | PGKE_LG | ZP26 | GRAPEVINE
6299 | STLION_6_V700LD | PGE4 | PGKE_LG | ZP26 | STALLION
6300 | LEBEC_6_V700LD | PGE4 | PGKE_LG | ZP26 | LEBEC
6301 | CASTAC_6_V700LD | PGE4 | PGKE_LG | ZP26 | CASTAIC
6302 | KELLEY_6_V700LD | PGE4 | PGKE_LG | ZP26 | KELLEY
6303 | KRNOIL_7_1100LD | PGE4 | PGKE_LG | ZP26 | KERN OIL
6304 | BRRNDA_6_#C00LD | PGE4 | PGKE_LG | ZP26 | BERRENDA "C"
6305 | BRRDNA_6_#A00LD | PGE4 | PGKE_LG | ZP26 | BERRENDA "A"
6306 | ANTELP_6_V700LD | PGE4 | PGKE_LG | ZP26 | ANTELOPE
6307 | TWISSL_6_V700LD | PGE4 | PGKE_LG | ZP26 | TWISSELMAN
6308 | MBLOST_6_V700LD | PGE4 | PGKE_LG | ZP26 | MOBIL HILLS
6309 | CVLOST_6_V700LD | PGE4 | PGKE_LG | ZP26 | CHEVRON HILLS
6310 | SUNSET_7_#G00LD | PGE4 | PGKE_LG | ZP26 | SUNSET
6311 | DEXZEL_7_##00LD | PGE4 | PGKE_LG | ZP26 | DEXZEL
6312 | PSE 3_7_#G00LD | PGE4 | PGKE_LG | ZP26 | PSE (Double "C", siera, Badger Creek, Kern Front)
6313 | JACSRV_7_#G00LD | PGE4 | PGKE_LG | ZP26 | Oildale
6314 | TXNMID_7_#G00LD | PGE4 | PGKE_LG | ZP26 | MIDSUN
6315 | ULTOGL_7_#G00LD | PGE4 | PGKE_LG | ZP26 | ULTRA POWER (OGLE)
6316 | CHLK+_7_#G00LD | PGE4 | PGKE_LG | ZP26 | CHALK CLIFF
6317 | KERNRG_7_#G00LD | PGE4 | PGKE_LG | ZP26 | KERNRIDGE (SOUTH BELRIDGE)
6318 | FRITO_7_#G00LD | PGE4 | PGKE_LG | ZP26 | FRITO LAY
6319 | TANHIL_7_#G00LD | PGE4 | PGKE_LG | ZP26 | SOLAR TANNEHILL
6320 | CHEVCD_7_#G00LD | PGE4 | PGKE_LG | ZP26 | CHEVRON CYMRIC
6321 | TENACO_7_#G00LD | PGE4 | PGKE_LG | ZP26 | Teneco
6322 | DISCOV_7_#G00LD | PGE4 | PGKE_LG | ZP26 | DISCOVERY
6323 | NAVY35_7_#G00LD | PGE4 | PGKE_LG | ZP26 | NAVY 35R
6324 | TMPLTN_2_V200LD | PGE4 | PGLP_LG | ZP26 | TEMPLETON
6325 | FOOTHL_1_V100LD | PGE4 | PGLP_LG | ZP26 | FOOTHILL
6326 | MORBAY_1_V100LD | PGE4 | PGLP_LG | ZP26 | MORRO BAY PP
6327 | SANLOB_1_V100LD | PGE4 | PGLP_LG | ZP26 | SAN LUIS OBISPO 115kV
6328 | SM.ASO_1_V100LD | PGE4 | PGLP_LG | ZP26 | SANTA MARIA ASSOCIATES
6329 | SISQUC_1_V100LD | PGE4 | PGLP_LG | ZP26 | SISQUOC
6330 | SANMAR_1_V100LD | PGE4 | PGLP_LG | ZP26 | SANTA MARIA
6331 | FAIRWY_1_V100LD | PGE4 | PGLP_LG | ZP26 | FAIRWAY
6332 | BUELLT_1_V100LD | PGE4 | PGLP_LG | ZP26 | BUELLTON
6333 | OCEANO_1_V100LD | PGE4 | PGLP_LG | ZP26 | OCEANO
6334 | UNION_1_V100LD | PGE4 | PGLP_LG | ZP26 | UNION OIL
6335 | SURF_1_V100LD | PGE4 | PGLP_LG | ZP26 | SURF SUB
6336 | PALMER_1_V100LD | PGE4 | PGLP_LG | ZP26 | PALMER
6337 | ZACA_1_V100LD | PGE4 | PGLP_LG | ZP26 | ZACA
6338 | S.YNEZ_1_V100LD | PGE4 | PGLP_LG | ZP26 | SANTA YNEZ
6339 | MANVLL_1_V100LD | PGE4 | PGLP_LG | ZP26 | MANVILLE
6340 | LOMPOC_1_V100LD | PGE4 | PGLP_LG | ZP26 | LOMPOC
6341 | PURSMA_1_V100LD | PGE4 | PGLP_LG | ZP26 | PURISIMA
6342 | CHOLAM_6_V700LD | PGE4 | PGLP_LG | ZP26 | CHOLAME
6343 | S.MIGL_6_V700LD | PGE4 | PGLP_LG | ZP26 | SAN MIGUEL
6344 | PSARBL_6_V700LD | PGE4 | PGLP_LG | ZP26 | PASO ROBLES
6345 | ATASCD_6_V700LD | PGE4 | PGLP_LG | ZP26 | ATASCADERO
6346 | CAYCOS_6_V700LD | PGE4 | PGLP_LG | ZP26 | CAYUCOS
6347 | PERR4_6_V700LD | PGE4 | PGLP_LG | ZP26 | PERRY
6348 | CAMBRA_6_V700LD | PGE4 | PGLP_LG | ZP26 | CAMBRIA
6349 | BAYWD_6_V700LD | PGE4 | PGLP_LG | ZP26 | BAYWOOD
6350 | GOLDTR_1_V100LD | PGE4 | PGLP_LG | ZP26 | GOLDTREE
6351 | MUSTNG_6_V100LD | PGE4 | PGLP_LG | ZP26 | MUSTANG
6352 | SANLOB_6_V700LD | PGE4 | PGLP_LG | ZP26 | SAN LUIS OBISPO 70kV
6353 | DIVIDE_6_V700LD | PGE4 | PGLP_LG | ZP26 | DIVIDE
6354 | MORBAY_7_#200LD | PGE4 | PGLP_LG | ZP26 | MORRO 2
6355 | MORBAY_7_#300LD | PGE4 | PGLP_LG | ZP26 | MORRO 3
6356 | MORBAY_7_#400LD | PGE4 | PGLP_LG | ZP26 | MORRO 4
6357 | DIABLO_7_#100LD | PGE4 | PGLP_LG | ZP26 | DIABLO CANYON 1
6358 | DIABLO_7_#200LD | PGE4 | PGLP_LG | ZP26 | DIABLO CANYON 2
6359 | SMARQF_7_#G00LD | PGE4 | PGLP_LG | ZP26 | SANTA MARIA 9.11kV
6360 | REDGPW_7_ST00LD | RED1 | RD1 _LG | NP15 | AUX. OR PUMP LOAD FOR REDGPW_2_STEAM
6361 | REDGPW_7_C100LD | RED1 | RD1 _LG | NP15 | AUX. OR PUMP LOAD FOR REDGPW_2_CT 1
6362 | REDGPW_7_C200LD | RED1 | RD1 _LG | NP15 | AUX. OR PUMP LOAD FOR REDGPW_2_CT 2
6363 | REDGPW_7_C300LD | RED1 | RD1 _LG | NP15 | AUX. OR PUMP LOAD FOR REDGPW_2_CT 3
6364 | BELTLN_1_V100LD | RED1 | RD1 _LG | NP15 | BELTLINE
6365 | CANBY_1_V100LD | RED1 | RD1 _LG | NP15 | CANBY
6366 | EREKA_1_V100LD | RED1 | RD1 _LG | NP15 | EUREKA
6367 | MOORE_1_V100LD | RED1 | RD1 _LG | NP15 | MOORE
6368 | OREGON_1_V100LD | RED1 | RD1 _LG | NP15 | OREGON
6369 | SULPCK_1_V100LD | RED1 | RD1 _LG | NP15 | SULP CREEK
6370 | WALDON_1_V100LD | RED1 | RD1 _LG | NP15 | WALDON
6371 | COLLGE_1_V100LD | RED1 | RD1 _LG | NP15 | COLLEGE
6372 | ARPRT1_1_V100LD | RED1 | RD1 _LG | NP15 | AIRPORT 1
6373 | TXSPRG_1_V100LD | RED1 | RD1 _LG | NP15 | Texas Springs
6374 | DVLCYN_1_1200LD | SCE1 | CWR3_LG | SP15 | AUX. OR PUMP LOAD FOR DVLCYN_1_UNITS
6375 | OSO_6_V600LD | SCE1 | CWR3_LG | SP15 | AUX. OR PUMP LOAD FOR ALAMO_6_UNIT
6376 | PEARBL_2_V200LD | SCE1 | CWR3_LG | SP15 | AUX. OR PUMP LOAD FOR PEARBL_2_PUMP
6377 | EDMONS_7_1P00LD | SCE1 | CWR3_LG | SP15 | AUX. OR PUMP LOAD FOR EDMONS_7_PUMP
6378 | WARNE_2_V200LD | SCE1 | CWR3_LG | SP15 | AUX. OR PUMP LOAD FOR WARNE_2_UNIT
6379 | MOJAVE_1_#G00LD | SCE1 | CWR3_LG | SP15 | AUX. OR PUMP LOAD FOR MOJAVE_1_SIPHON
6380 | DEVERS_2_V200LD | SCE1 | SCEA_LG | SP15 | AUX. OR PUMP LOAD FOR DEVERS_2_SNGORG
6381 | ETIWND_7_3G00LD | SCE1 | SCEA_LG | SP15 | AUX. OR PUMP LOAD FOR ETIWND_7_UNIT 3
6382 | ETIWND_7_4G00LD | SCE1 | SCEA_LG | SP15 | AUX. OR PUMP LOAD FOR ETIWND_7_UNIT 4
6383 | ETIWND_2_V200LD | SCE1 | SCEA_LG | SP15 | AUX. OR PUMP LOAD FOR ETIWND_2_QF
6384 | HIGRVE_1_V100LD | SCE1 | SCEA_LG | SP15 | AUX. OR PUMP LOAD FOR HIGHGV_1_UNIT 4
6385 | PADUA_2_V200LD | SCE1 | SCEA_LG | SP15 | AUX. OR PUMP LOAD FOR PADUA_2_ONTARO
6386 | VISTA_2_V200LD | SCE1 | SCEA_LG | SP15 | AUX. OR PUMP LOAD FOR VISTA_2_MILLCK
6387 | CIMGEN_7_1300LD | SCE1 | SCEA_LG | SP15 | AUX. OR PUMP LOAD FOR CIMGEN_6_UNIT 1
6388 | DELGEN_7_1300LD | SCE1 | SCEA_LG | SP15 | AUX. OR PUMP LOAD FOR DELGEN_6_UNIT
6389 | HILLGN_7_1300LD | SCE1 | SCEA_LG | SP15 | AUX. OR PUMP LOAD FOR WALNUT_6_HILLGEN
6390 | INLAND_7_1300LD | SCE1 | SCEA_LG | SP15 | AUX. OR PUMP LOAD FOR INLAND_6_UNIT
6391 | SMPPAP_7_1300LD | SCE1 | SCEA_LG | SP15 | AUX. OR PUMP LOAD FOR SMPPAP_6_UNIT
6392 | MIRLOM_2_V200LD | SCE1 | SCEA_LG | SP15 | AUX. OR PUMP LOAD FOR PSUEDO_2_UNIT 6
6393 | EAGLMT_7_#P00LD | SCE1 | SCEA_LG | SP15 | AUX. OR PUMP LOAD FOR EAGLMT_7_PUMP
6394 | GENE_7_#P00LD | SCE1 | SCEA_LG | SP15 | AUX. OR PUMP LOAD FOR GENE_7_PUMP
6395 | INTAKE_7_#P00LD | SCE1 | SCEA_LG | SP15 | AUX. OR PUMP LOAD FOR INTAKE_2_UNIT 1
6396 | IRONMT_7_#P00LD | SCE1 | SCEA_LG | SP15 | AUX. OR PUMP LOAD FOR IRONMT_7_PUMP
6397 | HINDS_7_#P00LD | SCE1 | SCEA_LG | SP15 | AUX. OR PUMP LOAD FOR HINDS_7_PUMP
6398 | ETIWND_7_1G00LD | SCE1 | SCEA_LG | SP15 | AUX. OR PUMP LOAD FOR ETIWND_7_UNIT 1
6399 | ETIWND_7_2G00LD | SCE1 | SCEA_LG | SP15 | AUX. OR PUMP LOAD FOR ETIWND_7_UNIT 2
6400 | ETIWND_7_5G00LD | SCE1 | SCEA_LG | SP15 | AUX. OR PUMP LOAD FOR ETIWND_7_UNIT 5
6401 | SBERDO_7_#G00LD | SCE1 | SCEA_LG | SP15 | AUX. OR PUMP LOAD FOR SBERDO_7_UNIT 2
6402 | BIOGEN_1_#G00LD | SCE1 | SCHD_LG | SP15 | AUX. OR PUMP LOAD FOR BIOGEN_1_UNIT 1
6403 | CWATER_7_3G00LD | SCE1 | SCHD_LG | SP15 | AUX. OR PUMP LOAD FOR CWATER_7_UNIT 1
6404 | CWATER_7_3S00LD | SCE1 | SCHD_LG | SP15 | AUX. OR PUMP LOAD FOR CWATER_7_UNIT 2
6405 | CASAD_7_1300LD | SCE1 | SCHD_LG | SP15 | AUX. OR PUMP LOAD FOR CASAD_1_UNITS
6406 | MCGEN_7_1300LD | SCE1 | SCHD_LG | SP15 | AUX. OR PUMP LOAD FOR MCGEN_1_UNIT
6407 | MOGEN_7_#G00LD | SCE1 | SCHD_LG | SP15 | AUX. OR PUMP LOAD FOR MOGEN_1_UNIT
6408 | MOHAVE_7_1C00LD | SCE1 | SCHD_LG | SP15 | AUX. OR PUMP LOAD FOR MOHAVE_7_UNIT 1
6409 | MOHAVE_7_2C00LD | SCE1 | SCHD_LG | SP15 | AUX. OR PUMP LOAD FOR MOHAVE_7_UNIT 2
6410 | OXBOWS_7_#G00LD | SCE1 | SCHD_LG | SP15 | AUX. OR PUMP LOAD FOR OXBOW_1_CONTRL
6411 | CWATER_7_4G00LD | SCE1 | SCHD_LG | SP15 | AUX. OR PUMP LOAD FOR CWATER_7_UNIT 3
6412 | CWATER_7_4S00LD | SCE1 | SCHD_LG | SP15 | AUX. OR PUMP LOAD FOR CWATER_7_UNIT 4
6413 | BLM E_7_1G00LD | SCE1 | SCHD_LG | SP15 | AUX. OR PUMP LOAD FOR BLM E_2_UNIT 7
6414 | BLM E_7_2G00LD | SCE1 | SCHD_LG | SP15 | AUX. OR PUMP LOAD FOR BLM E_2_UNIT 8
6415 | BLM E_7_W100LD | SCE1 | SCHD_LG | SP15 | AUX. OR PUMP LOAD FOR BLM W_2_UNIT 9
6416 | BORAX_7_1300LD | SCE1 | SCHD_LG | SP15 | AUX. OR PUMP LOAD FOR BORAX_1_UNIT 1
6417 | CALGEN_7_1G00LD | SCE1 | SCHD_LG | SP15 | AUX. OR PUMP LOAD FOR CALGEN_1_UNITS
6418 | KERRGN_7_1300LD | SCE1 | SCHD_LG | SP15 | AUX. OR PUMP LOAD FOR KERRGN_1_UNIT 1
6419 | KERRMG_7_1300LD | SCE1 | SCHD_LG | SP15 | AUX. OR PUMP LOAD FOR KERRMG_1_UNIT 1
6420 | LUZ_7_#800LD | SCE1 | SCHD_LG | SP15 | AUX. OR PUMP LOAD FOR LUZ_2_SEGS 8
6421 | LUZ_7_#900LD | SCE1 | SCHD_LG | SP15 | AUX. OR PUMP LOAD FOR LUZ_2_SEGS 9
6422 | NAVYII_7_1G00LD | SCE1 | SCHD_LG | SP15 | AUX. OR PUMP LOAD FOR NAVYII_2_UNIT 4
6423 | NAVYII_7_2G00LD | SCE1 | SCHD_LG | SP15 | AUX. OR PUMP LOAD FOR NAVYII_2_UNIT 5
6424 | NAVYII_7_3G00LD | SCE1 | SCHD_LG | SP15 | AUX. OR PUMP LOAD FOR NAVYII_2_UNIT 6
6425 | SEGS_7_1G00LD | SCE1 | SCHD_LG | SP15 | AUX. OR PUMP LOAD FOR SEGS_1_SEGS1
6426 | SEGS_7_2G00LD | SCE1 | SCHD_LG | SP15 | AUX. OR PUMP LOAD FOR SEGS_1_SEGS2
6427 | SUNGEN_7_3G00LD | SCE1 | SCHD_LG | SP15 | AUX. OR PUMP LOAD FOR SUNGEN_1_SEGS 3
6428 | SUNGEN_7_4G00LD | SCE1 | SCHD_LG | SP15 | AUX. OR PUMP LOAD FOR SUNGEN_1_SEGS 4
6429 | SUNGEN_7_5G00LD | SCE1 | SCHD_LG | SP15 | AUX. OR PUMP LOAD FOR SUNGEN_1_SEGS 5
6430 | SUNGEN_7_6G00LD | SCE1 | SCHD_LG | SP15 | AUX. OR PUMP LOAD FOR SUNGEN_1_SEGS 6
6431 | SUNGEN_7_7G00LD | SCE1 | SCHD_LG | SP15 | AUX. OR PUMP LOAD FOR SUNGEN_1_SEGS 7
6432 | BISHOP_7_2600LD | SCE1 | SCHD_LG | SP15 | AUX. OR PUMP LOAD FOR BISHOP_1_ALAMO
6433 | BISHOP_7_3400LD | SCE1 | SCHD_LG | SP15 | AUX. OR PUMP LOAD FOR BISHOP_1_UNITS
6434 | HOOVER_2_V200LD | SCE1 | SCHD_LG | SP15 | AUX. OR PUMP LOAD FOR SCEHOV_2_HOOVER
6435 | GOLETA_2_V200LD | SCE1 | SCNO_LG | SP15 | AUX. OR PUMP LOAD FOR GOLETA_2_QF
6436 | MAGNDN_2_V200LD | SCE1 | SCNO_LG | SP15 | AUX. OR PUMP LOAD FOR MAGNDN_2_QF
6437 | MNDALY_7_1G00LD | SCE1 | SCNO_LG | SP15 | AUX. OR PUMP LOAD FOR MNDALY_7_UNIT 1
6438 | MNDALY_7_2G00LD | SCE1 | SCNO_LG | SP15 | AUX. OR PUMP LOAD FOR MNDALY_7_UNIT 2
6439 | ORMOND_7_1G00LD | SCE1 | SCNO_LG | SP15 | AUX. OR PUMP LOAD FOR ORMOND_7_UNIT 1
6440 | WWIND_2_V200LD | SCE1 | SCNO_LG | SP15 | AUX. OR PUMP LOAD FOR WWIND_2_WSTWND
6441 | VINCNT_2_V200LD | SCE1 | SCNO_LG | SP15 | AUX. OR PUMP LOAD FOR VINCNT_2_QF
6442 | ORMOND_7_2G00LD | SCE1 | SCNO_LG | SP15 | AUX. OR PUMP LOAD FOR ORMOND_7_UNIT 2
6443 | APPGEN_7_1G00LD | SCE1 | SCNO_LG | SP15 | AUX. OR PUMP LOAD FOR APPGEN_6_UNIT 1
6444 | APPGEN_7_2G00LD | SCE1 | SCNO_LG | SP15 | AUX. OR PUMP LOAD FOR APPGEN_6_UNIT 2
6445 | OXGEN_7_1300LD | SCE1 | SCNO_LG | SP15 | AUX. OR PUMP LOAD FOR OXGEN_6_UNIT
6446 | PANDOL_7_1300LD | SCE1 | SCNO_LG | SP15 | AUX. OR PUMP LOAD FOR PANDOL_6_UNIT
6447 | PTCHGN_7_1300LD | SCE1 | SCNO_LG | SP15 | AUX. OR PUMP LOAD FOR PTCHGN_6_UNIT 1
6448 | PROCGN_7_1300LD | SCE1 | SCNO_LG | SP15 | AUX. OR PUMP LOAD FOR PROCGN_6_UNIT
6449 | TENGEN_7_#100LD | SCE1 | SCNO_LG | SP15 | AUX. OR PUMP LOAD FOR TENGEN_6_UNIT 1
6450 | TENGEN_7_#200LD | SCE1 | SCNO_LG | SP15 | AUX. OR PUMP LOAD FOR TENGEN_6_UNIT 2
6451 | ULTRGN_7_1300LD | SCE1 | SCNO_LG | SP15 | AUX. OR PUMP LOAD FOR ULTRGN_6_UNIT
6452 | WILLMT_7_#G00LD | SCE1 | SCNO_LG | SP15 | AUX. OR PUMP LOAD FOR WILLMT_6_UNIT 1
6453 | OMAR_7_1G00LD | SCE1 | SCNO_LG | SP15 | AUX. OR PUMP LOAD FOR OMAR_2_UNIT 1
6454 | OMAR_7_2G00LD | SCE1 | SCNO_LG | SP15 | AUX. OR PUMP LOAD FOR OMAR_2_UNIT 2
6455 | OMAR_7_3G00LD | SCE1 | SCNO_LG | SP15 | AUX. OR PUMP LOAD FOR OMAR_2_UNIT 3
6456 | OMAR_7_4G00LD | SCE1 | SCNO_LG | SP15 | AUX. OR PUMP LOAD FOR OMAR_2_UNIT 4
6457 | SYCCYN_7_1G00LD | SCE1 | SCNO_LG | SP15 | AUX. OR PUMP LOAD FOR SYCAMR_2_UNIT 1
6458 | SYCCYN_7_2G00LD | SCE1 | SCNO_LG | SP15 | AUX. OR PUMP LOAD FOR SYCAMR_2_UNIT 2
6459 | SYCCYN_7_3G00LD | SCE1 | SCNO_LG | SP15 | AUX. OR PUMP LOAD FOR SYCAMR_2_UNIT 3
6460 | SYCCYN_7_4G00LD | SCE1 | SCNO_LG | SP15 | AUX. OR PUMP LOAD FOR SYCAMR_2_UNIT 4
6461 | BGCRK1_2_#G00LD | SCE1 | SCNO_LG | SP15 | AUX. OR PUMP LOAD FOR BGCRK1_2_PLT 1
6462 | BGCRK2_2_#G00LD | SCE1 | SCNO_LG | SP15 | AUX. OR PUMP LOAD FOR BGCRK2_2_PLT 2
6463 | BGCRK3_2_#G00LD | SCE1 | SCNO_LG | SP15 | AUX. OR PUMP LOAD FOR BGCRK3_2_PLT 3
6464 | BGCRK4_2_#G00LD | SCE1 | SCNO_LG | SP15 | AUX. OR PUMP LOAD FOR BGCRK4_2_PLT 4
6465 | BGCRK8_2_#G00LD | SCE1 | SCNO_LG | SP15 | AUX. OR PUMP LOAD FOR BGCRK8_2_PLT 8
6466 | MONLTH_6_V600LD | SCE1 | SCNO_LG | SP15 | AUX. OR PUMP LOAD FOR MONLTH_6_BOREL
6467 | ANTLPE_6_V600LD | SCE1 | SCNO_LG | SP15 | AUX. OR PUMP LOAD FOR ANTLPE_6_WINDGEN
6468 | MNDALY_7_3G00LD | SCE1 | SCNO_LG | SP15 | AUX. OR PUMP LOAD FOR MNDALY_7_UNIT 3
6469 | ALAMIT_7_3G00LD | SCE1 | SCSO_LG | SP15 | AUX. OR PUMP LOAD FOR ALAMIT_7_UNIT 3
6470 | ALAMIT_7_4G00LD | SCE1 | SCSO_LG | SP15 | AUX. OR PUMP LOAD FOR ALAMIT_7_UNIT 4
6471 | ALAMIT_7_5G00LD | SCE1 | SCSO_LG | SP15 | AUX. OR PUMP LOAD FOR ALAMIT_7_UNIT 5
6472 | ALAMIT_7_6G00LD | SCE1 | SCSO_LG | SP15 | AUX. OR PUMP LOAD FOR ALAMIT_7_UNIT 6
6473 | HNTGBH_7_1G00LD | SCE1 | SCSO_LG | SP15 | AUX. OR PUMP LOAD FOR HNTGBH_7_UNIT 1
6474 | HNTGBH_7_2G00LD | SCE1 | SCSO_LG | SP15 | AUX. OR PUMP LOAD FOR HNTGBH_7_UNIT 2
6475 | SONGS_7_#200LD | SCE1 | SCSO_LG | SP15 | AUX. OR PUMP LOAD FOR SONGS_7_UNIT 2
6476 | SONGS_7_#300LD | SCE1 | SCSO_LG | SP15 | AUX. OR PUMP LOAD FOR SONGS_7_UNIT 3
6477 | ALAMIT_7_1G00LD | SCE1 | SCSO_LG | SP15 | AUX. OR PUMP LOAD FOR ALAMIT_7_UNIT 1
6478 | ALAMIT_7_2G00LD | SCE1 | SCSO_LG | SP15 | AUX. OR PUMP LOAD FOR ALAMIT_7_UNIT 2
6479 | BRIGEN_7_1300LD | SCE1 | SCSO_LG | SP15 | AUX. OR PUMP LOAD FOR BRIGEN_1_UNIT 1
6480 | ANAHM_7_#G00LD | ANA1 | ANAH_LG | SP15 | AUX. OR PUMP LOAD FOR ANAHM_7_CT
6481 | ALAMIT_7_7G00LD | SCE1 | SCSO_LG | SP15 | AUX. OR PUMP LOAD FOR ALAMIT_7_UNIT 7
6482 | HNTGBH_7_3G00LD | SCE1 | SCSO_LG | SP15 | AUX. OR PUMP LOAD FOR HNTGBH_7_UNIT 3
6483 | HNTGBH_7_4G00LD | SCE1 | SCSO_LG | SP15 | AUX. OR PUMP LOAD FOR HNTGBH_7_UNIT 4
6484 | HNTGBH_7_5G00LD | SCE1 | SCSO_LG | SP15 | AUX. OR PUMP LOAD FOR HNTGBH_7_UNIT 5
6485 | ELSEGN_7_3G00LD | SCE1 | SCWE_LG | SP15 | AUX. OR PUMP LOAD FOR ELSEGN_7_UNIT 3
6486 | ELSEGN_7_4G00LD | SCE1 | SCWE_LG | SP15 | AUX. OR PUMP LOAD FOR ELSEGN_7_UNIT 4
6487 | HARBGN_7_#G00LD | SCE1 | SCWE_LG | SP15 | AUX. OR PUMP LOAD FOR HARBOR_7_UNIT 7
6488 | LBEACH_6_V600LD | SCE1 | SCWE_LG | SP15 | AUX. OR PUMP LOAD FOR LBEACH_6_66TOT
6489 | REDOND_7_5G00LD | SCE1 | SCWE_LG | SP15 | AUX. OR PUMP LOAD FOR REDOND_7_UNIT 5
6490 | REDOND_7_7G00LD | SCE1 | SCWE_LG | SP15 | AUX. OR PUMP LOAD FOR REDOND_7_UNIT 7
6491 | REDOND_7_8G00LD | SCE1 | SCWE_LG | SP15 | AUX. OR PUMP LOAD FOR REDOND_7_UNIT 8
6492 | ELSEGN_7_1G00LD | SCE1 | SCWE_LG | SP15 | AUX. OR PUMP LOAD FOR ELSEGN_7_UNIT 1
6493 | ELSEGN_7_2G00LD | SCE1 | SCWE_LG | SP15 | AUX. OR PUMP LOAD FOR ELSEGN_7_UNIT 2
6494 | LBEACH_7_7G00LD | SCE1 | SCWE_LG | SP15 | AUX. OR PUMP LOAD FOR LBEACH_2_230TOT
6495 | REDOND_7_6G00LD | SCE1 | SCWE_LG | SP15 | AUX. OR PUMP LOAD FOR REDOND_7_UNIT 6
6496 | CARBGN_7_1300LD | SCE1 | SCWE_LG | SP15 | AUX. OR PUMP LOAD FOR CARBGN_6_UNIT 1
6497 | CHEVMN_7_#100LD | SCE1 | SCWE_LG | SP15 | AUX. OR PUMP LOAD FOR CHEVMN_2_UNIT 1
6498 | CHEVMN_7_#200LD | SCE1 | SCWE_LG | SP15 | AUX. OR PUMP LOAD FOR CHEVMN_2_UNIT 2
6499 | COLDGN_7_1300LD | VRN1 | VN1_LG | SP15 | AUX. OR PUMP LOAD FOR COLDGN_6_UNIT 1
6500 | GROWGN_7_1300LD | VRN1 | VN1_LG | SP15 | AUX. OR PUMP LOAD FOR GROWGN_6_UNIT 1
6501 | ICEGEN_7_1300LD | SCE1 | SCWE_LG | SP15 | AUX. OR PUMP LOAD FOR ICEGEN_6_UNIT
6502 | MOBGEN_7_1300LD | SCE1 | SCWE_LG | SP15 | AUX. OR PUMP LOAD FOR MOBGEN_6_UNIT 1
6503 | PULPGN_7_1300LD | VRN1 | VN1_LG | SP15 | AUX. OR PUMP LOAD FOR PULPGN_6_UNIT
6504 | SERRGN_7_1300LD | SCE1 | SCWE_LG | SP15 | AUX. OR PUMP LOAD FOR SERRGN_6_UNIT 1
6505 | ARCOGN_7_1G00LD | SCE1 | SCWE_LG | SP15 | AUX. OR PUMP LOAD FOR ARCOGN_2_UNITS
6506 | BLYTHE_1_V100LD | SCE1 | SCEA_LG | SP15 | BLYTHE
6507 | CAMNO_2_V200LD | SCE1 | SCEA_LG | SP15 | CAMINO
6508 | CHINO_6_#100LD | SCE1 | SCEA_LG | SP15 | CHINO
6509 | EAGLMT_2_V200LD | SCE1 | SCEA_LG | SP15 | EAGLE MOUNTAIN
6510 | ETIWND_6_V600LD | SCE1 | SCEA_LG | SP15 | ETIWANDA
6511 | MIRAGE_2_V200LD | SCE1 | SCEA_LG | SP15 | MIRAGE
6512 | OLINDA_2_V200LD | SCE1 | SCEA_LG | SP15 | OLINDA
6513 | SBERDO_2_V200LD | SCE1 | SCEA_LG | SP15 | SAN BERNARDINO
6514 | VISTA_6_V600LD | SCE1 | SCEA_LG | SP15 | VISTA 66kV
6515 | VISTA_1_V100LD | SCE1 | SCEA_LG | SP15 | VISTA 115kV
6516 | WALNUT_6_V600LD | SCE1 | SCEA_LG | SP15 | WALNUT
6517 | PADUA_6_V600LD | SCE1 | SCEA_LG | SP15 | PADUA
6518 | VALLEY_1_#C00LD | SCE1 | SCEA_LG | SP15 | VALLEY
6519 | DEVERS_1_V100LD | SCE1 | SCEA_LG | SP15 | DEVERS
6520 | CWATER_1_V100LD | SCE1 | SCHD_LG | SP15 | COOL WATER
6521 | CONTRL_1_V100LD | SCE1 | SCHD_LG | SP15 | CONTROL
6522 | CASAD_1_V100LD | SCE1 | SCHD_LG | SP15 | Casa Diablo
6523 | HOLGTE_1_V100LD | SCE1 | SCHD_LG | SP15 | HOLGATE
6524 | INYOKN_1_V100LD | SCE1 | SCHD_LG | SP15 | INYOKERN
6525 | KRAMER_1_V100LD | SCE1 | SCHD_LG | SP15 | KRAMER
6526 | SEARLE_1_V100LD | SCE1 | SCHD_LG | SP15 | SEARLES
6527 | TORTLA_1_V100LD | SCE1 | SCHD_LG | SP15 | TORTILLA
6528 | VICTOR_1_V100LD | SCE1 | SCHD_LG | SP15 | VICTOR
6529 | ANTLPE_2_V200LD | SCE1 | SCNO_LG | SP15 | ANTELOPE 230kV
6530 | BAILE3_6_V600LD | SCE1 | SCNO_LG | SP15 | BAILEY
6531 | EAGLRK_2_V200LD | SCE1 | SCNO_LG | SP15 | EAGLE ROCK
6532 | GOLETA_6_V600LD | SCE1 | SCNO_LG | SP15 | GOLETA
6533 | GOULD_2_V200LD | SCE1 | SCNO_LG | SP15 | GOULD
6534 | MESA S_2_V200LD | SCE1 | SCNO_LG | SP15 | MESA
6535 | RECTOR_2_V200LD | SCE1 | SCNO_LG | SP15 | RECTOR
6536 | RHONDO_2_V200LD | SCE1 | SCNO_LG | SP15 | RIO HONDO
6537 | SCLARA_6_V600LD | SCE1 | SCNO_LG | SP15 | SANTA CLARA
6538 | SAUGUS_6_V600LD | SCE1 | SCNO_LG | SP15 | SAUGUS
6539 | SPRGVL_2_V200LD | SCE1 | SCNO_LG | SP15 | SPRINGVILLE
6540 | VESTAL_6_V600LD | SCE1 | SCNO_LG | SP15 | VESTAL
6541 | MOORPK_6_V600LD | SCE1 | SCNO_LG | SP15 | MOORPARK
6542 | ALAMIT_2_SW00LD | SCE1 | SCSO_LG | SP15 | ALAMITOS
6543 | BARRE_2_V200LD | SCE1 | SCSO_LG | SP15 | BARRE
6544 | ELLIS_2_V200LD | SCE1 | SCSO_LG | SP15 | ELLIS
6545 | JOHANN_2_V200LD | SCE1 | SCSO_LG | SP15 | JOHANNA
6546 | LEWIS_2_V200LD | ANA1 | ANAH_LG | SP15 | LEWIS
6547 | VILLPK_2_V200LD | SCE1 | SCSO_LG | SP15 | VILLA PARK
6548 | DELAMO_6_V600LD | SCE1 | SCSO_LG | SP15 | DEL AMO
6549 | SANTGO_6_V600LD | SCE1 | SCSO_LG | SP15 | SANTIAGO
6550 | CENTER_2_V200LD | SCE1 | SCWE_LG | SP15 | CENTER
6551 | ELNID3_6_V600LD | SCE1 | SCWE_LG | SP15 | EL NIDO
6552 | HINSON_6_V600LD | SCE1 | SCWE_LG | SP15 | HINSON
6553 | LAFRES_6_V600LD | SCE1 | SCWE_LG | SP15 | LA FRESA
6554 | LAGBEL_6_V600LD | VRN1 | VN1_LG | SP15 | CITY OF VERNON LOAD
6555 | LACIEN_2_V200LD | SCE1 | SCWE_LG | SP15 | LA CIENEGA
6556 | LGHTHP_6_V600LD | SCE1 | SCWE_LG | SP15 | LIGHTHIPE
6557 | DIVSON_6_V600LD | SDG1 | SDSD_LG | SP15 | AUX. OR PUMP LOAD FOR DIVSON_6_NSQF
6558 | ENCINA_7_#100LD | SDG1 | SDSD_LG | SP15 | AUX. OR PUMP LOAD FOR ENCINA_7_EA1
6559 | ENCINA_7_#200LD | SDG1 | SDSD_LG | SP15 | AUX. OR PUMP LOAD FOR ENCINA_7_EA2
6560 | ENCINA_7_#300LD | SDG1 | SDSD_LG | SP15 | AUX. OR PUMP LOAD FOR ENCINA_7_EA3
6561 | KEARNY_7_1200LD | SDG1 | SDSD_LG | SP15 | AUX. OR PUMP LOAD FOR KEARNY_7_KY3
6562 | MSSION_2_V200LD | SDG1 | SDSD_LG | SP15 | AUX. OR PUMP LOAD FOR MSSION_2_QF
6563 | TALEGA_2_V200LD | SDG1 | SDSD_LG | SP15 | AUX. OR PUMP LOAD FOR PSUEDO_2_UNIT 8
6564 | OLDTWN_7_GT00LD | SDG1 | SDSD_LG | SP15 | AUX. OR PUMP LOAD FOR OLDTWN_7_NTCGT1
6565 | MRGT_7_1200LD | SDG1 | SDSD_LG | SP15 | AUX. OR PUMP LOAD FOR MRGT_7_UNITS
6566 | ESCO_6_#G00LD | SDG1 | SDSD_LG | SP15 | AUX. OR PUMP LOAD FOR ESCO_6_GLMQF
6567 | ENCINA_7_#400LD | SDG1 | SDSD_LG | SP15 | AUX. OR PUMP LOAD FOR ENCINA_7_EA4
6568 | ENCINA_7_#500LD | SDG1 | SDSD_LG | SP15 | AUX. OR PUMP LOAD FOR ENCINA_7_EA5
6569 | SOBAY_7_1G00LD | SDG1 | SDSD_LG | SP15 | AUX. OR PUMP LOAD FOR SOBAY_7_SY1
6570 | SOBAY_7_4G00LD | SDG1 | SDSD_LG | SP15 | AUX. OR PUMP LOAD FOR SOBAY_7_SY4
6571 | SOBAY_7_2G00LD | SDG1 | SDSD_LG | SP15 | AUX. OR PUMP LOAD FOR SOBAY_7_SY2
6572 | SOBAY_7_3G00LD | SDG1 | SDSD_LG | SP15 | AUX. OR PUMP LOAD FOR SOBAY_7_SY3
6573 | ENCINA_7_GT00LD | SDG1 | SDSD_LG | SP15 | AUX. OR PUMP LOAD FOR ENCINA_7_GT1
6574 | SOBAY_7_GT00LD | SDG1 | SDSD_LG | SP15 | AUX. OR PUMP LOAD FOR SOBAY_7_GT1
6575 | BQUTOS_1_V100LD | SDG1 | SDSD_LG | SP15 | BATIQUITOS
6576 | CANNON_1_V100LD | SDG1 | SDSD_LG | SP15 | CANNON
6577 | CPSTNO_1_V100LD | SDG1 | SDSD_LG | SP15 | CAPISTRANO
6578 | CHILLS_1_V100LD | SDG1 | SDSD_LG | SP15 | CARLTON HILLS
6579 | CCRITA_1_V100LD | SDG1 | SDSD_LG | SP15 | CHICARITA
6580 | CRNRDO_7_1200LD | SDG1 | SDSD_LG | SP15 | CORONADO
6581 | DIVSON_7_1200LD | SDG1 | SDSD_LG | SP15 | DIVISION
6582 | KEARNY_6_V600LD | SDG1 | SDSD_LG | SP15 | KEARNY KY PB
6583 | LAGUNA_1_V100LD | SDG1 | SDSD_LG | SP15 | LAGUNA NIGUEL
6584 | MSSION_6_V600LD | SDG1 | SDSD_LG | SP15 | MISSION
6585 | OLDTWN_6_V600LD | SDG1 | SDSD_LG | SP15 | OLD TOWN
6586 | PRCTVY_1_V100LD | SDG1 | SDSD_LG | SP15 | PROCTOR VALLEY
6587 | SAMPSN_7_1200LD | SDG1 | SDSD_LG | SP15 | SAMPSON
6588 | SMATEO_1_V100LD | SDG1 | SDSD_LG | SP15 | SAN MATEO
6589 | TRBUCO_1_V100LD | SDG1 | SDSD_LG | SP15 | TRABUCO
6590 | ALPINE_6_V600LD | SDG1 | SDSD_LG | SP15 | ALPINE
6591 | ASH_6_V600LD | SDG1 | SDSD_LG | SP15 | ASH
6592 | AVOCDO_6_V600LD | SDG1 | SDSD_LG | SP15 | AVOCADO
6593 | STAT B_6_V600LD | SDG1 | SDSD_LG | SP15 | STA B
6594 | BENRDO_6_V600LD | SDG1 | SDSD_LG | SP15 | BERNARDO
6595 | BORDER_6_V600LD | SDG1 | SDSD_LG | SP15 | BORDER
6596 | BREGGO_6_V600LD | SDG1 | SDSD_LG | SP15 | BORREGO
6597 | BULVRD_6_V600LD | SDG1 | SDSD_LG | SP15 | BOULEVARD
6598 | CBRLLO_6_V600LD | SDG1 | SDSD_LG | SP15 | CABRILLO
6599 | CAMERN_6_V600LD | SDG1 | SDSD_LG | SP15 | CAMERON
6600 | CHOLLS_6_V600LD | SDG1 | SDSD_LG | SP15 | CHOLLAS
6601 | CLRMNT_6_V600LD | SDG1 | SDSD_LG | SP15 | CLAIRMONT
6602 | CRELMN_6_V600LD | SDG1 | SDSD_LG | SP15 | CREELMAN
6603 | CHRSTN_6_V600LD | SDG1 | SDSD_LG | SP15 | Cristianitos
6604 | DELMAR_6_V600LD | SDG1 | SDSD_LG | SP15 | DEL MAR
6605 | DESCAN_6_V600LD | SDG1 | SDSD_LG | SP15 | DESCANSO
6606 | DUNHIL_6_V600LD | SDG1 | SDSD_LG | SP15 | DUNHILL
6607 | ELCAJN_7_GT00LD | SDG1 | SDSD_LG | SP15 | EL CAJON
6608 | ELLIOT_6_V600LD | SDG1 | SDSD_LG | SP15 | Elliott
6609 | ENCNTS_6_V600LD | SDG1 | SDSD_LG | SP15 | ENCINA
6610 | ESCNDO_6_V600LD | SDG1 | SDSD_LG | SP15 | ESCONDIDO
6611 | ESCO_6_V600LD | SDG1 | SDSD_LG | SP15 | ESCO
6612 | STAT F_6_V600LD | SDG1 | SDSD_LG | SP15 | STATION F
6613 | FVALLY_6_V600LD | SDG1 | SDSD_LG | SP15 | Fashion Valley
6614 | FELCTA_6_V600LD | SDG1 | SDSD_LG | SP15 | FELICITA
6615 | FENTON_6_V600LD | SDG1 | SDSD_LG | SP15 | FENTON
6616 | GENDYN_6_V600LD | SDG1 | SDSD_LG | SP15 | General Dynamics
6617 | GENSSE_6_V600LD | SDG1 | SDSD_LG | SP15 | GENESEE
6618 | GCLIFF_6_V600LD | SDG1 | SDSD_LG | SP15 | Glencliff
6619 | GRNITE_6_V600LD | SDG1 | SDSD_LG | SP15 | GRANITE
6620 | HORNO_6_V600LD | SDG1 | SDSD_LG | SP15 | HORNO
6621 | IMPBCH_6_V600LD | SDG1 | SDSD_LG | SP15 | IMPERIAL BEACH
6622 | JMACHA_6_V600LD | SDG1 | SDSD_LG | SP15 | JAMACHA
6623 | JAPNSE_6_V600LD | SDG1 | SDSD_LG | SP15 | Japanese Mesa
6624 | KETTNR_6_V600LD | SDG1 | SDSD_LG | SP15 | KETTNER
6625 | KYCORA_6_V600LD | SDG1 | SDSD_LG | SP15 | KYOCERA
6626 | LJOLLA_6_V600LD | SDG1 | SDSD_LG | SP15 | LA JOLLA
6627 | LPULGS_6_V600LD | SDG1 | SDSD_LG | SP15 | Las Pulgas
6628 | LILIAC_6_V600LD | SDG1 | SDSD_LG | SP15 | LILAC
6629 | LCOCHS_6_V600LD | SDG1 | SDSD_LG | SP15 | LOS CHOCHES
6630 | LVLAND_6_V600LD | SDG1 | SDSD_LG | SP15 | LOVELAND
6631 | MELRSE_6_V600LD | SDG1 | SDSD_LG | SP15 | MELROSE
6632 | MESARM_6_V600LD | SDG1 | SDSD_LG | SP15 | MESA RIM
6633 | MSHGTS_6_V600LD | SDG1 | SDSD_LG | SP15 | MESA HEIGHTS
6634 | MIRMAR_6_V600LD | SDG1 | SDSD_LG | SP15 | MIRAMAR
6635 | MNSRTE_6_V600LD | SDG1 | SDSD_LG | SP15 | Monserate
6636 | MNTGRY_6_V600LD | SDG1 | SDSD_LG | SP15 | MONTGOMERY
6637 | MOROHL_6_V600LD | SDG1 | SDSD_LG | SP15 | MORO HILL
6638 | MURRAY_6_V600LD | SDG1 | SDSD_LG | SP15 | MURRAY
6639 | NATCTY_6_V600LD | SDG1 | SDSD_LG | SP15 | NTC/NTQF
6640 | NSMTG_6_V600LD | SDG1 | SDSD_LG | SP15 | NAVAL STATION
6641 | OCNSDE_6_V600LD | SDG1 | SDSD_LG | SP15 | OCEANSIDE
6642 | OTAY_6_V600LD | SDG1 | SDSD_LG | SP15 | OTAY
6643 | OTAYLK_6_V600LD | SDG1 | SDSD_LG | SP15 | OTAY LAKE
6644 | PACBCH_6_V600LD | SDG1 | SDSD_LG | SP15 | PACIFIC BEACH
6645 | PALA_6_V600LD | SDG1 | SDSD_LG | SP15 | PALOMAR AIRPORT
6646 | PARADS_6_V600LD | SDG1 | SDSD_LG | SP15 | PARADISE
6647 | PNDLTN_6_V600LD | SDG1 | SDSD_LG | SP15 | PENDLETON
6648 | PTLOMA_6_V600LD | SDG1 | SDSD_LG | SP15 | PT LOMA
6649 | POWAY_6_V600LD | SDG1 | SDSD_LG | SP15 | POWAY
6650 | RCHCML_6_V600LD | SDG1 | SDSD_LG | SP15 | RANCHO CARMEL
6651 | RCHSFE_6_V600LD | SDG1 | SDSD_LG | SP15 | RANCHO SANTA FE
6652 | RINCON_6_V600LD | SDG1 | SDSD_LG | SP15 | RINCON
6653 | RSECYN_6_V600LD | SDG1 | SDSD_LG | SP15 | ROSE CANYON
6654 | SANLUS_6_V600LD | SDG1 | SDSD_LG | SP15 | San Luis Rey
6655 | SMRCOS_6_V600LD | SDG1 | SDSD_LG | SP15 | SAN MARCOS
6656 | SANTEE_6_V600LD | SDG1 | SDSD_LG | SP15 | SANTEE
6657 | SNTABL_6_V600LD | SDG1 | SDSD_LG | SP15 | SANTA YSABEL
6658 | SYDRO_6_V600LD | SDG1 | SDSD_LG | SP15 | SAN YSEDRO
6659 | SDCORP_6_V600LD | SDG1 | SDSD_LG | SP15 | Scrap Disposal Corp.
6660 | SCRIPS_6_V600LD | SDG1 | SDSD_LG | SP15 | SCRIPPS
6661 | SPNGVY_6_V600LD | SDG1 | SDSD_LG | SP15 | SPRING VALLEY
6662 | STRMVW_6_V600LD | SDG1 | SDSD_LG | SP15 | Streamview
6663 | STUART_6_V600LD | SDG1 | SDSD_LG | SP15 | STUART
6664 | SUNYSD_6_V600LD | SDG1 | SDSD_LG | SP15 | SUNNYSIDE
6665 | SWTWTR_6_V600LD | SDG1 | SDSD_LG | SP15 | SWEETWATER
6666 | TORYPN_6_V600LD | SDG1 | SDSD_LG | SP15 | TORY PINES
6667 | UCMTG_6_V600LD | SDG1 | SDSD_LG | SP15 | U.C. Metering
6668 | URBAN_6_V600LD | SDG1 | SDSD_LG | SP15 | URBAN
6669 | WABASH_6_V600LD | SDG1 | SDSD_LG | SP15 | WABASH
6670 | WRNCYN_6_V600LD | SDG1 | SDSD_LG | SP15 | WARREN CANYON
6671 | WRNERS_6_V600LD | SDG1 | SDSD_LG | SP15 | WARNERS
6672 | MARGTA_1_V100LD | SDG1 | SDSD_LG | SP15 | MARGARITA
6673 | NIMTG_6_V600LD | SDG1 | SDSD_LG | SP15 | NO ISLAND METER
6674 | PARPRT_1_V100LD | SDG1 | SDSD_LG | SP15 | PALOMAR AIRPORT
6675 | POMRDO_6_V600LD | SDG1 | SDSD_LG | SP15 | POMERADO
6676 | NCITYW_1_V100LD | SDG1 | SDSD_LG | SP15 | NORTH CITY WEST
6677 | TELCYN_1_V100LD | SDG1 | SDSD_LG | SP15 | Telegraph CANYON
6678 | SHRDGE_1_V100LD | SDG1 | SDSD_LG | SP15 | SHADOWRIDGE
6679 | NCMTG_1_V100LD | SDG1 | SDSD_LG | SP15 | North County Metering
6680 | NCFOT2_6_V600LD | SDG1 | SDSD_LG | SP15 | National City Fuel Oil
6681 | BARRET_6_V600LD | SDG1 | SDSD_LG | SP15 | BARRETT
6682 | CABRLN_6_V600LD | SDG1 | SDSD_LG | SP15 | Cabrillo Navy
6683 | CAMPHE_7_#G00LD | SMD1 | SM1 _LG | NP15 | AUX. OR PUMP LOAD FOR CAMPHE_2_UNIT 1
6684 | ETHANL_7_#100LD | SMD1 | SM1 _LG | NP15 | AUX. OR PUMP LOAD FOR ETHANL_2_UNIT 1
6685 | MCLELN_7_#G00LD | SMD1 | SM1 _LG | NP15 | AUX. OR PUMP LOAD FOR MCLELN_2_UNIT 1
6686 | PROCSM_7_#G00LD | SMD1 | SM1 _LG | NP15 | AUX. OR PUMP LOAD FOR PROCSM_2_UNITS
6687 | SRWTP_7_#G00LD | SMD1 | SM1 _LG | NP15 | AUX. OR PUMP LOAD FOR SRWTP_2_UNIT 1
6688 | LOONLK_7_#G00LD | SMD1 | SM1 _LG | NP15 | AUX. OR PUMP LOAD FOR LOONLK_7_UNIT 1
6689 | ROBSPK_7_#G00LD | SMD1 | SM1 _LG | NP15 | AUX. OR PUMP LOAD FOR ROBSPK_7_UNIT 1
6690 | UNIONV_7_#G00LD | SMD1 | SM1 _LG | NP15 | AUX. OR PUMP LOAD FOR UNIONV_7_UNIT 1
6691 | JAYBRD_7_#100LD | SMD1 | SM1 _LG | NP15 | AUX. OR PUMP LOAD FOR JAYBRD_7_UNIT 1
6692 | JAYBRD_7_#200LD | SMD1 | SM1 _LG | NP15 | AUX. OR PUMP LOAD FOR JAYBRD_7_UNIT 2
6693 | CAMINO_7_#100LD | SMD1 | SM1 _LG | NP15 | AUX. OR PUMP LOAD FOR CAMINO_7_UNIT 1
6694 | CAMINO_7_#200LD | SMD1 | SM1 _LG | NP15 | AUX. OR PUMP LOAD FOR CAMINO_7_UNIT 2
6695 | WHTRK_7_#100LD | SMD1 | SM1 _LG | NP15 | AUX. OR PUMP LOAD FOR WHTRK_7_UNIT 1
6696 | WHTRK_7_#200LD | SMD1 | SM1 _LG | NP15 | AUX. OR PUMP LOAD FOR WHTRK_7_UNIT 2
6697 | JONESP_7_#G00LD | SMD1 | SM1 _LG | NP15 | AUX. OR PUMP LOAD FOR JONESP_7_UNIT 1
6698 | SMUDGO_7_#G00LD | SMD1 | SM1 _LG | NP15 | AUX. OR PUMP LOAD FOR SMUDGO_7_UNIT 1
6699 | CCPA_7_G100LD | SMD1 | SM1 _LG | NP15 | AUX. OR PUMP LOAD FOR CCPA_2_UNIT 1
6700 | CCPA_7_G200LD | SMD1 | SM1 _LG | NP15 | AUX. OR PUMP LOAD FOR CCPA_2_UNIT 2
6701 | IMOTEK_7_#G00LD | SMD1 | SM1 _LG | NP15 | AUX. OR PUMP LOAD FOR IMOTEK_1_UNIT
6702 | ELVRTA_2_V200LD | SMD1 | SM1 _LG | NP15 | ELVERTA (SMUD)
6703 | HURLEY_2_#S00LD | SMD1 | SM1 _LG | NP15 | HURLEY (SMUD)
6704 | ORANGE_2_V200LD | SMD1 | SM1 _LG | NP15 | ORANGEVALE
6705 | CARMIC_2_V200LD | SMD1 | SM1 _LG | NP15 | CARMICHAEL 230kV
6706 | CAMINO_2_##00LD | SMD1 | SM1 _LG | NP15 | CAMINO PH
6707 | UNIONV_2_V200LD | SMD1 | SM1 _LG | NP15 | UNION VALLEY PH
6708 | JAYBRD_2_V200LD | SMD1 | SM1 _LG | NP15 | JAYBIRD PH
6709 | WHTERK_2_V200LD | SMD1 | SM1 _LG | NP15 | WHITE ROCK PH
6710 | POCKET_2_V200LD | SMD1 | SM1 _LG | NP15 | POCKET 230kV
6711 | ELVRTA_6_#100LD | SMD1 | SM1 _LG | NP15 | ELVERTA 1 69kV
6712 | ELVRTA_6_#200LD | SMD1 | SM1 _LG | NP15 | ELVERTA 2 69kV
6713 | STABSM_1_V100LD | SMD1 | SM1 _LG | NP15 | STATION B
6714 | STAASM_1_V100LD | SMD1 | SM1 _LG | NP15 | STATION A
6715 | STADSM_1_V100LD | SMD1 | SM1 _LG | NP15 | STATION D
6716 | CARMIC_6_V600LD | SMD1 | SM1 _LG | NP15 | CARMICHAEL 69kV
6717 | NCITY_1_V100LD | SMD1 | SM1 _LG | NP15 | NORTH CITY
6718 | ECITY_1_V100LD | SMD1 | SM1 _LG | NP15 | EAST CITY
6719 | UNIONV_6_V600LD | SMD1 | SM1 _LG | NP15 | UNION VALLEY 69kV
6720 | ELKGRV_6_V600LD | SMD1 | SM1 _LG | NP15 | ELK GROVE
6721 | FTHLSM_6_V600LD | SMD1 | SM1 _LG | NP15 | FOOTHILL
6722 | ROBSPK_6_V600LD | SMD1 | SM1 _LG | NP15 | ROBBS PEAK PH
6723 | LOONLK_6_V600LD | SMD1 | SM1 _LG | NP15 | LOON LAKE PH
6724 | MIDCTY_1_V100LD | SMD1 | SM1 _LG | NP15 | MID CITY 115kV
6725 | SCITY_1_V100LD | SMD1 | SM1 _LG | NP15 | SOUTH CITY 115kV
6726 | HEDGE_6_#100LD | SMD1 | SM1 _LG | NP15 | HEDGE 1 69kV
6727 | HEDGE_6_#300LD | SMD1 | SM1 _LG | NP15 | HEDGE 3 69kV
6728 | HURLEY_6_#100LD | SMD1 | SM1 _LG | NP15 | HURLEY 1 69kV
6729 | HURLEY_6_#200LD | SMD1 | SM1 _LG | NP15 | HURLEY 2 69kV
6730 | JONESP_6_V600LD | SMD1 | SM1 _LG | NP15 | JONES FORK
6731 | LAKE_6_V600LD | SMD1 | SM1 _LG | NP15 | LAKE
6732 | ORANGE_6_#100LD | SMD1 | SM1 _LG | NP15 | ORANGEVALE 1 69kV
6733 | ORANGE_6_#200LD | SMD1 | SM1 _LG | NP15 | ORANGEVALE 2 69kV
6734 | POCKET_6_#100LD | SMD1 | SM1 _LG | NP15 | POCKET 1 69kV
6735 | POCKET_6_#200LD | SMD1 | SM1 _LG | NP15 | POCKET 2 69kV
6736 | ECITY_7_2200LD | SMD1 | SM1 _LG | NP15 | EAST CITY 22kV
6737 | MIDCTY_7_#100LD | SMD1 | SM1 _LG | NP15 | MID CITY 1 22kV
6738 | MIDCTY_7_#200LD | SMD1 | SM1 _LG | NP15 | MID CITY 2 22kV
6739 | NCITY_7_#100LD | SMD1 | SM1 _LG | NP15 | NORTH CITY 1 22kV
6740 | NCITY_7_#200LD | SMD1 | SM1 _LG | NP15 | NORTH CITY 2 22kV
6741 | RANCHO_7_2200LD | SMD1 | SM1 _LG | NP15 | RANCHO SECO PP
6742 | SCITY_7_2200LD | SMD1 | SM1 _LG | NP15 | SOUTH CITY 22kV
6743 | STADSM_7_#100LD | SMD1 | SM1 _LG | NP15 | STATION D 1
6744 | STADSM_7_#200LD | SMD1 | SM1 _LG | NP15 | STATION D 2
6745 | STAASM_7_#100LD | SMD1 | SM1 _LG | NP15 | STATION A 1
6746 | STAASM_7_#200LD | SMD1 | SM1 _LG | NP15 | STATION A 2
6747 | STAASM_7_#300LD | SMD1 | SM1 _LG | NP15 | STATION A 3
6748 | STAASM_7_#400LD | SMD1 | SM1 _LG | NP15 | STATION A 4
6749 | STAASM_7_#500LD | SMD1 | SM1 _LG | NP15 | STATION A 5
6750 | STAASM_7_#600LD | SMD1 | SM1 _LG | NP15 | STATION A 6
6751 | STABSM_7_1200LD | SMD1 | SM1 _LG | NP15 | STATION B 12kV
6752 | LAGRNG_7_#G00LD | TID1 | TI1 _LG | NP15 | AUX. OR PUMP LOAD FOR LAGRNG_2_TID
6753 | DAWSON_7_#F00LD | TID1 | TI1 _LG | NP15 | AUX. OR PUMP LOAD FOR DAWSON_2_TID
6754 | DPEDRO_7_#100LD | TID1 | TI1 _LG | NP15 | AUX. OR PUMP LOAD FOR DPEDRO_1_UNIT 1
6755 | DPEDRO_7_#200LD | TID1 | TI1 _LG | NP15 | AUX. OR PUMP LOAD FOR DPEDRO_1_UNIT 2
6756 | DPEDRO_7_#400LD | TID1 | TI1 _LG | NP15 | AUX. OR PUMP LOAD FOR DPEDRO_1_UNIT 4
6757 | WALTID_7_#100LD | TID1 | TI1 _LG | NP15 | AUX. OR PUMP LOAD FOR WALTID_2_WALNUT
6758 | WALTID_7_#200LD | TID1 | TI1 _LG | NP15 | AUX. OR PUMP LOAD FOR WALTID_2_ALMOND
6759 | ROEDNG_6_V700LD | TID1 | TI1 _LG | NP15 | ROEDING
6760 | INDSTR_6_V700LD | TID1 | TI1 _LG | NP15 | INDUSTRIAL
6761 | COLLEG_6_V700LD | TID1 | TI1 _LG | NP15 | COLLEGE
6762 | CERES_6_V700LD | TID1 | TI1 _LG | NP15 | CERES
6763 | HAWKNS_6_V700LD | TID1 | TI1 _LG | NP15 | HAWKINS
6764 | GILSTR_6_V700LD | TID1 | TI1 _LG | NP15 | GILSTRAP
6765 | HUGHSN_6_V700LD | TID1 | TI1 _LG | NP15 | HUGHSON
6766 | GEER_6_V700LD | TID1 | TI1 _LG | NP15 | GEER
6767 | F ST_6_V700LD | TID1 | TI1 _LG | NP15 | F STREET
6768 | MONTPL_6_V700LD | TID1 | TI1 _LG | NP15 | MONTPElLiER
6769 | WESTP5_6_V700LD | TID1 | TI1 _LG | NP15 | WESTPORT
6770 | FAIRGR_6_V700LD | TID1 | TI1 _LG | NP15 | FAIRGROUND
6771 | HILMAR_6_V700LD | TID1 | TI1 _LG | NP15 | HILMAR
6772 | CORTEZ_6_V700LD | TID1 | TI1 _LG | NP15 | CORTEZ
6773 | CONTAN_7_#G00LD | CSC1 | CS1 _LG | NP15 | AUX. OR PUMP LOAD FOR CONTAN_1_UNIT
6774 | HERNDN_7_1T00LD | PGE3 | PGF1_LG | NP15 | AUX. OR PUMP LOAD FOR HERNDON #1 CONDENSER
6775 | HERNDN_7_2T00LD | PGE3 | PGF1_LG | NP15 | AUX. OR PUMP LOAD FOR HERNDON #2 CONDENSER
6776 | KESWIK_1_#M00LD | PGE3 | WAP1_LG | NP15 | AUX. OR PUMP LOAD FOR KESWICK UNITS
6777 | PNOCHE_7_1T00LD | PGE3 | PGYO_LG | NP15 | AUX. OR PUMP LOAD FOR PANOCHE CONDENSER
6778 | PSWEET_7_C100LD | PGE3 | PGCC_LG | NP15 | AUX. OR PUMP LOAD FOR PAUL SWEET SVC
6779 | PSWEET_7_C200LD | PGE3 | PGCC_LG | NP15 | AUX. OR PUMP LOAD FOR PAUL SWEET SVC
6780 | ROSVIL_2_V200LD | PGE3 | NCP1_LG | NP15 | ROSEVILE
6781 | SOLDAD_7_4T00LD | PGE3 | PGCC_LG | NP15 | AUX. OR PUMP LOAD FOR SOLDAD CONDENSER
6782 | PARKER_2_V200LD | MID1 | MI1 _LG | NP15 | MID TIE LOAD (PARKER)
6783 | STNDFD_1_V100LD | MID1 | MI1 _LG | NP15 | MID TIE LOAD (STANDFORD)
6784 | WALTID_2_V200LD | TID1 | TI1 _LG | NP15 | TID TIE LOAD (WALNUT)
6785 | TUOLUM_1_V100LD | TID1 | TI1 _LG | NP15 | TID TIE LOAD (TUOLUMNE)
6786 | SMUDGO_2_V200LD | SMD1 | SM1 _LG | NP15 | SMUD TIE LOAD (SMUDGEO)
6787 | LAKE_2_V200LD | SMD1 | SM1 _LG | NP15 | SMUD TIE LOAD (LAKE)
6788 | RANCHO_2_V200LD | SMD1 | SM1 _LG | NP15 | SMUD TIE LOAD (RANCHO SECO)
6789 | SPIAND_1_V100LD | PGE3 | PGNV_LG | NP15 | SIERRA PACIFIC IND. (ANDERSSON)
6790 | SONGS_7_#100LD | SCE1 | SCSO_LG | SP15 | SONGS UNIT 1 LOAD
6791 | GOODRH_2_V200LD | PAS1 | PSA1_LG | SP15 | GOODRICH
6792 | IIDPRT_2_SC00LD | IID1 | II1 _LG | II1 | IID Portfolio Load
6793 | LMDPRT_6_SC00LD | LMD1 | LUD1_LG | NP15 | LMD Portfolio Load
6794 | MIDPRT_1_SC00LD | MID1 | MI1 _LG | NP15 | MID Portfolio Load
6795 | MOSSLD_1_2100LD | PGE3 | PGCC_LG | NP15
6796 | DIABLO_2_V200LD | PGE4 | PGLP_LG | ZP26
6797 | REDPRT_1_SC00LD | RED1 | RD1 _LG | NP15 | RED Portfolio Load
6798 | ELDRDO_2_V200LD | SCE1 | SCHD_LG | SP15
6799 | SMDPRT_2_SC00LD | SMD1 | SM1 _LG | NP15 | SMD Portfolio Load
6800 | TIDPRT_2_SC00LD | TID1 | TI1 _LG | NP15 | TID Portfolio Load
6801 | CORONA_1_V100LD | PGE3 | PGNC_LG | NP15 | Corona Substation | 2000-05-02
6802 | RVROAK_1_V100LD | PGE3 | PGSJ_LG | NP15 | ZANKER ROAD | 2000-05-02
6803 | TESSUB_2_V200LD | PGE3 | PGDI_LG | NP15 | Research Substation | 2000-05-02
6804 | CABRLO_1_V100LD | PGE4 | PGLP_LG | ZP26 | Cabrillo Substation | 2000-05-02
6805 | RENFRO_1_V100LD | PGE4 | PGKE_LG | ZP26 | Renfro Substation | 2000-05-02
6806 | HNTGBH_6_V600LD | SCE1 | SCSO_LG | SP15 | AUX. Load for Huntington Beach unit #1 - #4 | 2000-05-02
6807 | EASTWD_2_V200LD | SCE1 | SCNO_LG | SP15 | Eastwood (at Big Creek) Pumpback ONLY | 2000-05-02

## TIETAKEOUT
ID SUFFIX | SCHEDULE TIE (TIE_POINT) | ZONE | LOAD GROUP | CONGESTION / CONTROL ZONE (FROM) | CONGESTION / CONTROL ZONE (TO) | DESCRIPTION |  | EFFECTIVE DATE
9000 | CAPJAK_5_OLINDA | NWS1 | NWNF | NW1 | NP15 | CAPTJACK
9001 | CASCAD_1_CRAGVW | NWS2 | NWNC | NW2 | NP15 | CASCADE
9002 | MALIN_5_RNDMTN | NWS1 | NWNF | NW1 | NP15 | MALIN
9003 | SUMITM_1_SPP | SRR2 | SR29 | SR2 | NP15 | SUMMIT
9004 | BLYTHE_1_WALC | WLC2 | LCL2 | LC2 | SP15 | BLYTHE
9005 | DEVERS_2_COCHLA | IID1 | II1 | II1 | SP15 | COACHELLA
9006 | ELDORD_5_PSUEDO | ARZ2 | AZ2 | AZ2 | SP15 | ELDORADO
9007 | FCORNR_5_PSUEDO | ARZ2 | AZ2 | AZ2 | SP15 | FOUR CORNERS
9008 | GOODRH_2_PASA | PAS1 | PSA1 | PAS | SP15 | GOODRICH (PASADENA) | EXPIRED
9009 | MEAD_2_WALC | WLC4 | LCL4 | LC1 | SP15 | MEAD
9010 | MIRAGE_2_COCHLA | IID1 | II1 | II1 | SP15 | MIRAGE | REVISE
9011 | MOHAVE_6_69KV | NEV3 | NVN3 | NV3 | SP15 | LAUGHLIN 69
9012 | MOHAVE_5_500KV | NEV3 | NVN3 | NV3 | SP15 | LAUGHLIN 500
9013 | PARKR_2_GENE | WLC6 | LCL6 | LC3 | SP15 | PARKER
9014 | PVERDE_5_DEVERS | ARZ3 | AZ3 | AZ3 | SP15 | PALOVERDE
9015 | SLVRPK_7_SPP | SRR3 | SR30 | SR3 | SP15 | SILVER PEAK
9016 | IVALLY_2_23050 | MXC1 | MXMX | MX | SP15 | IMPERIAL VALLEY (CFE)
9017 | IVALLY_2_230S | IID2 | II2 | II2 | SP15 | IMPERIAL VALLEY (IID)
9018 | NGILA_5_NG4 | ARZ5 | AZ5 | AZ5 | SP15 | N.GILA (BK 4)
9019 | PVERDE_5_NG-PLV | ARZ3 | AZ3 | AZ3 | SP15 | N.GILA (PV)
9020 | TJUANA_2_23040 | MXC1 | MXTJ | MX | SP15 | TIJUANNA
9021 | LUGO_5_VICTVL | LDW4 | LA14 | LA4 | SP15 | VICTORVILLE
9022 | INYOS_2_LDWP | LDW3 | LA13 | LA3 | SP15 | INYO
9023 | ELDORD_5_MCLLGH | LDW2 | LA12 | LA2 | SP15 | MCCULLOUGH
9024 | SYLMAR_2_LDWP | LDW1 | LA11 | LA1 | SP15 | SYLMAR
9025 | SYLMAR_2_NOB | NWS3 | NWNE | NW3 | SP15 | NOB | REVISE
9026 | MOENKO_5_PSUEDO | ARZ2 | AZ2 | AZ2 | SP15 | MOENKOPI | ADD
9055 | MRCHNT_2_ELDORD | NEV4 | NVN4 | NV4 | SP15 | MERCHANT PLANT | ADD | 1999-10-15

## BRANCH GROUPS
BRANCH GROUP | BRANCHES | FROM ZONE | TO ZONE | INTERCONNECTING CONTROL AREA | TIE_POINT | ACTIVE / INACTIVE | Effective Date
COI _BG | MALIN_5_C1_RNDMTN_5_C1_1LN | NW1 | NP15 | BPA | MALIN_5_RNDMTN | ACTIVE
MALIN_5_C2_RNDMTN_5_C2_1LN
| CAPTJA_5_C1_OLNDWA_5_C1_1LN |  |  |  | CAPJAK_5_OLINDA
PATH15 _BG | GATES_5_V5_LOSBNS_5_C1_1LN | ZP26 | NP15 | N/A |  | ACTIVE | 2000-02-01
MIDWAY_5_C2_LOSBNS_5_C2_1LN
GATES_2_V2_PNOCHE_2_V2_2LN
GATES_2_V2_PNOCHE_2_V2_1LN
GATES_2_V2_HNRETA_2_#2_1LN
GATES_2_V2_HNRETA_2_#1_1LN
S.MIGL_6_V7_COLNG1_6_V7_1LN
GATES_6_V7_HURON_6_V7_1LN
GATES_6_V7_HURON_6_V7_2LN
GATES_6_V7_COLNG2_6_V7_1LN
GATES_6_V7_JACLTO_6_V7_1LN
SMYRNA_1_V1_ALPAUG_1_V1_1LN
CASCADE _BG | DELTA_1_##_CASCAD_1_V1_1LN | NW2 | NP15 | PACW | CASCAD_1_CRAGVW | ACTIVE
SUMMIT _BG | SUMMIT_1_1S_DRUM_1_V1_1LN | SR2 | NP15 | SPP | SUMITM_1_SPP | ACTIVE
SUMMIT_1_2S_DRUM_1_V1_1LN
SYLMAR-AC_BG | SYLMAR_2_LA_SYLMAR_2_#S_1LN | LA1 | SP15 | LDWP | SYLMAR_2_LDWP | ACTIVE
NOB _BG | NOB_1_1R_SYLMAR_1_1I_1LN | NW3 | SP15 | BPA | SYLMAR_2_NOB | ACTIVE
NOB_1_2R_SYLMAR_1_2I_1LN
CFE _BG | TJI-23_2_0#_MIGUEL_2_V2_1LN | MX | SP15 | CFE | IVALLY_2_23050 | ACTIVE
| ROA_2_##_IVALLY_2_V2_1LN |  |  |  | TJUANA_2_23040
MCCULLGH _BG | MCLLGH_5_V5_ELDRDO_5_V5_1LN | LA2 | SP15 | LDWP | ELDORD_5_MCLLGH | ACTIVE
PARKER _BG | PARKR_2_##_GENE_2_V2_1LN | LC3 | SP15 | WALC | PARKR_2_GENE | ACTIVE
LAUGHLIN _BG | LAUGHL_5_IN_MOHAVE_5_V5_1LN | NV3 | SP15 | NPC | MOHAVE_6_69KV | ACTIVE
MOHAVE_5_500KV
SILVERPK _BG | NEVBD5_7_01_CONTRL_7_V5_1LN | SR3 | SP15 | SPP | SLVRPK_7_SPP | ACTIVE
NEVBD5_7_02_CONTRL_7_V5_1LN
BLYTHE _BG | BLYTHE_1_##_BLYTHE_1_V1_1LN | LC2 | SP15 | WALC | BLYTHE_1_WALC | ACTIVE
NSONGS _BG | SONGS_2_V2_SANTGO_2_V2_1LN | SP15 | SP15 | N/A |  | INACTIVE
SONGS_2_V2_SANTGO_2_V2_2LN
SONGS_2_V2_SERRAN_2_V2_1LN
CHINO_2_#2_SONGS_2_V2_1LN
SSONGS _BG | SANLUS_2_TP_SONGS_2_V2_1LN | SP15 | SP15 | N/A |  | INACTIVE
MSSION_2_V2_SONGS_2_V2_1LN
ENCINA_2_V2_SONGS_2_V2_1LN
TALEGA_2_V2_SONGS_2_V2_1LN
TALEGA_2_V2_SONGS_2_V2_2LN
WOR-N _BG | ELDRDO_5_V5_LUGO_5_V5_1LN | SP15 | SP15 | N/A |  | INACTIVE
ELDRDO_2_V2_LUGO_2_V2_NLN
ELDRDO_2_V2_LUGO_2_V2_SLN
LUGO_5_V5_MOHAVE_5_V5_1LN
HINDS_2_V2_MIRAGE_2_V2_1LN
PALOVRDE _BG | PALVR1_5_DV_DEVERS_5_V5_1LN | AZ3 | SP15 | SRP | PVERDE_5_DEVERS | ACTIVE
| PALVR2_5_NG_NGILA_5_&1_1LN |  |  |  | PVERDE_5_NG-PLV
IID-SDGE _BG | ELCNTR_2_V2_IVALLY_2_V2_1LN | II2 | SP15 | IID | IVALLY_2_230S | ACTIVE
IID-SCE _BG | AVE42_2_V2_MIRAGE_2_V2_1LN | II1 | SP15 | IID | MIRAGE_2_COCHLA | ACTIVE
| COACHL_2_#3_DEVERS_2_V2_1LN |  |  |  | DEVERS_2_COCHLA
ELDORADO _BG | MOENKO_5_&3_ELDRDO_5_V5_1LN | AZ2 | SP15 | APS | ELDORD_5_PSUEDO | ACTIVE
FCORNR_5_PSUEDO
MOENKO_5_PSUEDO
ELDORD_5_MOENKP
INYO _BG | OWENS2_2_V2_INYO_2_V2_1LN | LA3 | SP15 | LDWP | INYOS_2_LDWP | ACTIVE
VICTVL _BG | VICTVL_5_V5_LUGO_5_V5_1LN | LA4 | SP15 | LDWP | LUGO_5_VICTVL | ACTIVE
SF _BG | MARTIN_2_RT_SANMAT_2_RT_1LN | SF | NP15 | N/A |  | INACTIVE
MARTIN_1_V1_SANMAT_1_V1_2LN
ESTGRD_1_V1_SANMAT_1_V1_1LN
SFAIRP_1_V1_SANMAT_1_V1_1LN
MILLBR_1_V1_SANMAT_1_V1_1LN
MIL-SF_1_V1_SANMAT_1_V1_1LN
SNTHLN_6_V6_CRYSTL_6_V6_1LN
BURLNG_6_V6_SANMAT_6_V6_1LN
HUMBOLDT _BG | HUMBSB_1_V1_TRINTY_1_V1_1LN | HUMB | NP15 | N/A |  | INACTIVE
LOWGAP_1_V1_WILDWD_1_V1_1LN
MPLCRK_6_V6_GRSCRK_6_V6_1LN
KEKAWK_6_V6_LYTNVL_6_V6_1LN
PASADENA _BG | GOODRH_2_V2_GOULD_2_V2_1LN | SP15 | SP15 | N/A |  | INACTIVE
GOODRH_2_V2_LAGBEL_2_V2_1LN
N.GILABK4_BG | N.GILA_5_&D_NGILA_5_V5_1LN | AZ5 | SP15 | APS | NGILA_5_NG4 | ACTIVE
MEAD _BG | MEAD_2_##_ELDRDO_2_V2_1LN | LC1 | SP15 | WALC | MEAD_2_WALC | ACTIVE
MEAD_2_##_ELDRDO_2_V2_2LN
MEAD_2_##_CAMNO_2_V2_ELN
MEAD_2_##_CAMNO_2_V2_WLN
PATH26 | VINCNT_5_&1_MIDWAY_5_V5_1LN | SP15 | ZP26 | N/A |  | ACTIVE | 2000-02-01
VINCNT_5_&3_MIDWAY_5_V5_2LN
VINCNT_5_&5_MIDWAY_5_V5_3LN
MERCHANT _BG | MRCHNT_2_V2_ELDRDO_2_V2_1LN | NV4 | SP15 | NPC | MRCHNT_2_ELDORD | ACTIVE | 1999-10-15

## Congestion Model
NP15
SP15
SF
HUMB
NW2
NW1
NW3
SR2
SR3
NV3
AZ2
AZ3
AZ5
LC1
LC2
LC3
MX
LA4
LA3
LA2
LA1
II2
II1
NV4
ZP26
Effective February, 2000

## Network Model
Network Model
II1
SP15
SF
(Inactive)
HUMB
(Inactive)
NP15
LADWP
NW1
NW2
NW3
SR2
SR3
NV3
AZ2
AZ3
AZ5
MX
II2
LA1 - Sylmar
LA2 - McCullough
LA3 - Inyo
LA4 - Victorville
IID
MEX
ARZ
NEV
CAL
NW
Summit
Silver Peak
Laughlin 500
Laughlin 69
Eldorado
4 Corners
Moenkopi
Palo Verde
N. Gila (PV)
N. Gila (BK4)
Imperial Valley
Tijuanna
Nob
Capt. Jack
Malin
Cascade
COI
Eldorado
Palo Verde
N.GilaBK4
Laughlin
Silverpk
Summit
Nob
Cascade
Humboldt
SF
Victvl
Inyo
Mccullgh
Sylmar
CFE
IID-SDGE
IID-SCE
LC1
LC2
LC3
WALC
Blyth
Mead
Parker
Mead
Blyth
Parker
Merchant
NV4
Merchant
ZP26
Midway
Gates
Los Banos
Vincent
Effective May, 2000
(PATH 15)
(PATH 26)

## ISO Zone Table
CALIFORNIA
INDEPENDENT SYSTEM OPERATOR
(UDC / AREA / CONGESTION ZONE / DEMAND ZONE / LOAD GROUP)
Effective Feb, 2001
UDC / AREA | CONGESTION ZONES | DEMAND ZONES | LOAD GROUPS | NAME
PGAE | HUMB (INACTIVE) | PGE1 | PGHB | PG&E HUMBOLT
| SF (INACTIVE) | PGE2 | PGSF | PG&E SAN FRANCISCO
|  |  | PGP1 | PG&E PENINSULA (NORTH)
| NP15 | PGE3 | PGNC | PG&E NORTH COAST
|  |  | PGNV | PG&E NORTH VALLEY
|  |  | PGSA | PG&E SACRAMENTO
|  |  | PGSI | PG&E SIERRA
|  |  | PGNB | PG&E NORTH BAY
|  |  | PGEB | PG&E EAST BAY
|  |  | PGDI | PG&E DIABLO
|  |  | PGP2 | PG&E PENINSULA (SOUTH)
|  |  | PGST | PG&E STOCKTON
|  |  | PGSN | PG&E STANISLUAS
|  |  | PGYO | PG&E YOSEMITE
|  |  | PGF1 | PG&E FRESNO (NORTH)
|  |  | PGMS | PG&E MISSION
|  |  | PGDA | PG&E DE ANZA
|  |  | PGSJ | PG&E SAN JOSE
|  |  | PGCC | PG&E CENTRAL COAST
|  |  | WAP1 | WESTERN AREA POWER ADMINISTRATION
|  |  | CSF1 | CITY OF SAN FRANCISCO
|  |  | CWR1 | CALIFORNIA DEPT. OF WATER RESOURCES
|  |  | CWR4 | CALIFORNIA DEPT. OF WATER RESOURCES
|  |  | NCP1 | NORTHERN CALIFORNIA POWER AGENCY
| ZP26 | PGE4 | PGKE | PG&E KERN
|  |  | PGLP | PG&E LOS PADRES
|  |  | PGF2 | PG&E FRESNO (SOUTH)
|  |  | CWR2 | CALIFORNIA DEPT. OF WATER RESOURCES
|  |  | CWR5 | CALIFORNIA DEPT. OF WATER RESOURCES
|  |  | NCP2 | NORTHERN CALIFORNIA POWER AGENCY
SCE | SP15 | SCE1 | SCNO | SCE NORTH
|  |  | SCWE | SCE WEST
|  |  | SCSO | SCE SOUTH
|  |  | SCEA | SCE EAST
|  |  | SCHD | SCE HIGH DESSERT
|  |  | CWR6 | CALIFORNIA DEPT. OF WATER RESOURCES
|  |  | CWR3 | CALIFORNIA DEPT. OF WATER RESOURCES
|  |  | SCDC | SCE SYLMAR
SDGE |  | SDG1 | SDSD | SAN DIEGO GAS AND ELECTRIC
ANHM |  | ANA1 | ANAH | CITY OF ANAHAIM
VERN |  | VRN1 | VN1 | CITY OF VERNON
PASA |  | PAS1 | PSA1 | CITY OF PASADENA
CSC | NP15 | CSC1 | CS1 | CITY OF SANTA CLARA
SMUD |  | SMD1 | SM1 | SACRAMENTO MUNICIPAL UTILITY DISTRICT
MID |  | MID1 | MI1 | MODESTO IRRIGATION DISTRICT
TID |  | TID1 | TI1 | TURLOCK IRRIGATION DISTRICT
LMUD |  | LMD1 | LUD1 | LASSEN MUNICIPAL UTILITY DISTRICT
REDG |  | RED1 | RD1 | CITY OF REDDING
COTP |  | COT1 | CT1 | CALIFORNIA OREGON TRANSMISSION PROJECT