## Sheet1
| FY2002 | FY2003 | FY2004 | FY2005 | FY2006 | 5-yr Avg
PA-may | 2062.9167 | 2154.0833 | 2279.5833 | 2347 | 2535.4167 | 2275.8
PA-dec | 1574.56 | 1535.8994 | 1465.0149 | 1456.3048 | 1327.1196 | 1471.7798
Slice | 2000 | 2000 | 2000 | 2000 | 2000 | 2000
IOU | 1000 | 1000 | 1000 | 1000 | 1000 | 1000
DSI-may | 990 | 990 | 990 | 990 | 990 | 990
DSI-dec | 46 | 46 | 46 | 46 | 46 | 46
DSI-tac | 450 | 450 | 450 | 450 | 450 | 450
| 8123.4767 | 8175.9828 | 8230.5982 | 8289.3048 | 8348.5363 | 8233.5798 | 6233.5798 |  | 6715.8
Sys Aug | 1309 | 1368 | 1175 | 1315 | 1243 | 1282
dec add'n | 1666.2598 | 1626.509 | 1553.6255 | 1544.6698 | 1411.8416 | 1560.5812
DSI-tac | 462.69 | 462.69 | 462.69 | 462.69 | 462.69 | 462.69
| 3437.9498 | 3457.199 | 3191.3155 | 3322.3598 | 3117.5316 | 3305.2712 | 2370.2099
[8 empty] | 5976.6419 | 4285.8499
w/o IOU | [5 empty] | 45.69%
w/ IOU | [5 empty] | 40.14% |  |  | ip
[9 empty] | pf | 19.26
[7 empty] | 1048.3333 | 233.6667 |  | 18094.7728
Augm to-Aug 1 | 820.8333 | 845.8333 | 770.8333 | 866.3333 | 662.8333 | 793.3333 |  | 195283.76
Augm to-date | 263.8393 | 271.875 | 247.7679 | 278.4643 | 213.0536 | 255 | 182.8605 | 280552.87
remaining | 2353.2772 | 2339.4907 | 2172.7143 | 2177.5622 | 2241.6447 | 2256.9378 | 2187.3494 | 85269.11 | 22499.33 | 4404.5572
| 71.03% | 71.39% | 73.6% | 73.73% | 73.15% | 72.59% |  | 38.1722
w/o IOU | [5 empty] | 31.2%
w/ IOU | [5 empty] | 27.41% | 35.09%
$ in base rate | 322.218 | 336.766 | 289.159 | 323.744 | 306.07 | 315.5914
Avg Price | 28.1 | 28.1021 | 28.0928 | 28.1042 | 28.109
already purchased | 242.9 | 242.9 | 242.9 | 242.9 | 242.9 | 242.9
Avg Price | 105.0955 | 101.9892 | 111.9125 | 99.5758 | 130.1471
Mkt Price | 90 | 80 | 70 | 60 | 50
mkt MW in base | 100.6063 | 133.9412 | 75.4387 | 153.8128 | 144.2237 | 121.6045
remaining on mkt | 3073.5043 | 3051.3828 | 2868.109 | 2890.0827 | 2760.2543 | 2928.6666
w/o IOU | [5 empty] | 40.49%
w/ IOU | [5 empty] | 35.57%

## Sheet1 (wo MJ)
| FY2002 | FY2003 | FY2004 | FY2005 | FY2006 | 5-yr Avg
PA-may | 2305.6667 | 2418.5 | 2560.6 | 2634.7 | 2804.1 | 2544.7133
PA-dec | 1425.7037 | 1367.1889 | 1280.1148 | 1267.2557 | 1158.5819 | 1299.769
Slice | 2000 | 2000 | 2000 | 2000 | 2000 | 2000
IOU | 1000 | 1000 | 1000 | 1000 | 1000 | 1000
DSI-may | 990 | 990 | 990 | 990 | 990 | 990
DSI-dec | 46 | 46 | 46 | 46 | 46 | 46
DSI-tac | 450 | 450 | 450 | 450 | 450 | 450
| 8217.3703 | 8271.6889 | 8326.7148 | 8387.9557 | 8448.6819 | 8330.4823 | 6330.4823
Sys Aug | 1309 | 1368 | 1175 | 1315 | 1243 | 1282
dec add'n | 1513.2057 | 1453.0408 | 1363.5112 | 1350.2895 | 1238.5511 | 1383.7197
DSI-tac | 462.69 | 462.69 | 462.69 | 462.69 | 462.69 | 462.69
| 3284.8957 | 3283.7308 | 3001.2012 | 3127.9795 | 2944.2411 | 3128.4097 | 2243.3826
[8 empty] | 6393.0126 | 4584.4294
w/o IOU | [5 empty] | 42.68%
w/ IOU | [5 empty] | 37.55%
1190.94
Augm to-Aug 1 | 965 | 995 | 925 | 1019.3 | 775.4 | 935.94
Augm to-date | 262.9175 | 271.0911 | 252.0194 | 277.7117 | 211.2603 | 255 | 182.8605
remaining | 2056.9782 | 2017.6397 | 1824.1818 | 1830.9678 | 1957.5808 | 1937.4697 | 2060.5221
| 74.97% | 75.61% | 78.09% | 78.17% | 76.83% | 76.74%
w/o IOU | [5 empty] | 26.43%
w/ IOU | [5 empty] | 23.26% | 32.55%
$ in base rate | 322.218 | 336.766 | 289.159 | 323.744 | 306.07 | 315.5914
Avg Price | 28.1 | 28.1021 | 28.0928 | 28.1042 | 28.109
already purchased | 242.9 | 242.9 | 242.9 | 242.9 | 242.9 | 242.9
Avg Price | 105.4639 | 102.2841 | 110.0245 | 99.8457 | 131.2519
Mkt Price | 90 | 80 | 70 | 60 | 50
mkt MW in base | 100.6063 | 133.9412 | 75.4387 | 153.8128 | 144.2237 | 121.6045
remaining on mkt | 2921.3719 | 2878.6985 | 2673.7431 | 2696.455 | 2588.757 | 2751.8051
w/o IOU | [5 empty] | 37.54%
w/ IOU | [5 empty] | 33.03%

## 2002-6e
M E D I U M L O A D S
2002 RATE FILING: 02/07/00
2001- 2 OPERATING YEAR RUN DATE: 02/08/00
ENERGY IN AVERAGE MEGAWATTS
|  | FY2002 | FY2003 | FY2004 | FY2005 | FY2006 | 5-yr Avg | time axis 2001-10-01 to 2006-09-01
UTILITY TRANSFERS OUT
9 | EXPORTS 2/ | 1525.7917 | 1519.5417 | 1406.9583 | 1336.9583 | 1298.7917 | 1417.6083 | 1425 | 1316 | 1338 | 1529 | 1531 | 1462 | 1446.5 | 1533 | 1707 | 1709 | 1649 | 1664 | 1594 | 1486 | 1510 | 1291 | 1291 | 1222 | 1448.5 | 1535 | 1753 | 1745 | 1671 | 1688 | 1617 | 1512 | 1530 | 1311 | 1311 | 1242 | 1225.5 | 1313 | 1522 | 1524 | 1380 | 1396 | 1335 | 1304 | 1325 | 1311 | 1313 | 1242 | 1226.5 | 1314 | 1447 | 1449 | 1381 | 1396 | 1334 | 1305 | 1326 | 1261 | 1262 | 1191 | 1174.5 | 1262 | 1396 | 1399 | 1330 | 1345
10 | CONTRACTS OUT 3/ | 1583 | 1513.3333 | 1479.2917 | 1484.7917 | 1390.125 | 1490.1083 | 1393 | 1719 | 1867 | 1860 | 1795 | 1583 | 1538 | 1417 | 1490 | 1528 | 1460 | 1346 | 1394 | 1724 | 1873 | 1794 | 1729 | 1517 | 1436 | 1315 | 1379 | 1416 | 1348 | 1235 | 1282 | 1612 | 1762 | 1759 | 1694 | 1481 | 1442.5 | 1321 | 1384 | 1421 | 1353 | 1240 | 1287 | 1618 | 1767 | 1764 | 1700 | 1486 | 1447.5 | 1326 | 1390 | 1427 | 1359 | 1246 | 1293 | 1623 | 1773 | 1673 | 1609 | 1396 | 1306.5 | 1185 | 1249 | 1286 | 1204 | 1084
11 | CSPE TO WEST GROUP UTIL 4/ | 93.5 | 51.0833 | 0 | 0 | 0 | 28.9167 | 95 | 95 | 95 | 95 | 95 | 95 | 92 | 92 | 92 | 92 | 92 | 92 | 92 | 92 | 92 | 92 | 92 | 92 | 0 | 0 | 0 | 61 | 0 | 0 | 0 | 0 | 0 | 0 | 0 | 0 | 0 | 0 | 0 | 0 | 0 | 0 | 0 | 0 | 0 | 0 | 0 | 0 | 0 | 0 | 0 | 0 | 0 | 0 | 0 | 0 | 0 | 0 | 0 | 0 | 0 | 0 | 0 | 0 | 0 | 0
12 | GEN PUB AGEN PSC PURCH 5/ | 0 | 0 | 0 | 0 | 0 | 0 | 0 | 0 | 0 | 0 | 0 | 0 | 0 | 0 | 0 | 0 | 0 | 0 | 0 | 0 | 0 | 0 | 0 | 0 | 0 | 0 | 0 | 0 | 0 | 0 | 0 | 0 | 0 | 0 | 0 | 0 | 0 | 0 | 0 | 0 | 0 | 0 | 0 | 0 | 0 | 0 | 0 | 0 | 0 | 0 | 0 | 0 | 0 | 0 | 0 | 0 | 0 | 0 | 0 | 0 | 0 | 0 | 0 | 0 | 0 | 0
13 | IOU PSC PURCHASE 6/ | 0 | 0 | 0 | 0 | 0 | 0 | 0 | 0 | 0 | 0 | 0 | 0 | 0 | 0 | 0 | 0 | 0 | 0 | 0 | 0 | 0 | 0 | 0 | 0 | 0 | 0 | 0 | 0 | 0 | 0 | 0 | 0 | 0 | 0 | 0 | 0 | 0 | 0 | 0 | 0 | 0 | 0 | 0 | 0 | 0 | 0 | 0 | 0 | 0 | 0 | 0 | 0 | 0 | 0 | 0 | 0 | 0 | 0 | 0 | 0 | 0 | 0 | 0 | 0 | 0 | 0
14 | PUBLIC SALES POST-2001 | 4142.9167 | 4234.0833 | 4359.5833 | 4427 | 4615.4167 | 4355.8 | 3574 | 4128 | 5104 | 5978 | 6126 | 5075 | 4648 | 3081 | 2515 | 2397 | 3060 | 4029 | 3634 | 4190 | 5173 | 6038 | 6193 | 5133 | 4772 | 3189 | 2635 | 2520 | 3182 | 4150 | 3763 | 4328 | 5317 | 6230 | 6270 | 5330 | 5037 | 3182 | 2727 | 2615 | 3272 | 4244 | 3841 | 4414 | 5413 | 6279 | 6442 | 5378 | 5087 | 3216 | 2761 | 2662 | 3338 | 4293 | 3889 | 4576 | 5598 | 6474 | 6637 | 5515 | 5127 | 3551 | 2993 | 2873 | 3588 | 4564
15 | USBR SALES POST-2001 | 67.4167 | 67.4167 | 67.4167 | 67.4167 | 67.4167 | 67.4167 | 42 | 2 | 2 | 2 | 2 | 4 | 49 | 117 | 151 | 168 | 161 | 109 | 42 | 2 | 2 | 2 | 2 | 4 | 49 | 117 | 151 | 168 | 161 | 109 | 42 | 2 | 2 | 2 | 2 | 4 | 49 | 117 | 151 | 168 | 161 | 109 | 42 | 2 | 2 | 2 | 2 | 4 | 49 | 117 | 151 | 168 | 161 | 109 | 42 | 2 | 2 | 2 | 2 | 4 | 49 | 117 | 151 | 168 | 161 | 109
16 | IOU SALES POST-2001 | 1000 | 1000 | 1000 | 1000 | 1000 | 1000 | 1000 | 1000 | 1000 | 1000 | 1000 | 1000 | 1000 | 1000 | 1000 | 1000 | 1000 | 1000 | 1000 | 1000 | 1000 | 1000 | 1000 | 1000 | 1000 | 1000 | 1000 | 1000 | 1000 | 1000 | 1000 | 1000 | 1000 | 1000 | 1000 | 1000 | 1000 | 1000 | 1000 | 1000 | 1000 | 1000 | 1000 | 1000 | 1000 | 1000 | 1000 | 1000 | 1000 | 1000 | 1000 | 1000 | 1000 | 1000 | 1000 | 1000 | 1000 | 1000 | 1000 | 1000 | 1000 | 1000 | 1000 | 1000 | 1000 | 1000
17 | DSI SALES POST-2001 | 990 | 990 | 990 | 990 | 990 | 990 | 990 | 990 | 990 | 990 | 990 | 990 | 990 | 990 | 990 | 990 | 990 | 990 | 990 | 990 | 990 | 990 | 990 | 990 | 990 | 990 | 990 | 990 | 990 | 990 | 990 | 990 | 990 | 990 | 990 | 990 | 990 | 990 | 990 | 990 | 990 | 990 | 990 | 990 | 990 | 990 | 990 | 990 | 990 | 990 | 990 | 990 | 990 | 990 | 990 | 990 | 990 | 990 | 990 | 990 | 990 | 990 | 990 | 990 | 990 | 990
18 | FED DIVERSITY 7/ | 0 | 0 | 0 | 0 | 0 | 0 | 0 | 0 | 0 | 0 | 0 | 0 | 0 | 0 | 0 | 0 | 0 | 0 | 0 | 0 | 0 | 0 | 0 | 0 | 0 | 0 | 0 | 0 | 0 | 0 | 0 | 0 | 0 | 0 | 0 | 0 | 0 | 0 | 0 | 0 | 0 | 0 | 0 | 0 | 0 | 0 | 0 | 0 | 0 | 0 | 0 | 0 | 0 | 0 | 0 | 0 | 0 | 0 | 0 | 0 | 0 | 0 | 0 | 0 | 0 | 0
19 | FIRM LOADS | 9402.625 | 9375.4583 | 9303.25 | 9306.1667 | 9361.75 | 9349.85 | 8519 | 9250 | 10396 | 11454 | 11539 | 10209 | 9763.5 | 8230 | 7945 | 7884 | 8412 | 9230 | 8746 | 9484 | 10640 | 11207 | 11297 | 9958 | 9695.5 | 8146 | 7908 | 7900 | 8352 | 9172 | 8694 | 9444 | 10601 | 11292 | 11267 | 10047 | 9744 | 7923 | 7774 | 7718 | 8156 | 8979 | 8495 | 9328 | 10497 | 11346 | 11447 | 10100 | 9800 | 7963 | 7739 | 7696 | 8229 | 9034 | 8548 | 9496 | 10689 | 11400 | 11500 | 10096 | 9647 | 8105 | 7779 | 7716 | 8273 | 9092
HYDRO RESOURCES
20 | REGULATED HYDRO | 6231.125 | 6238.875 | 6246.2083 | 6253.7917 | 6261.2917 | 6246.2583 | 6108 | 5945 | 7147 | 5857 | 6299 | 5118 | 5097 | 7687 | 6286 | 7043 | 6410.5 | 5776 | 6115 | 5953 | 7156 | 5867 | 6305 | 5124 | 5105.5 | 7697 | 6293 | 7049 | 6419 | 5783 | 6122 | 5961 | 7165 | 5877 | 6311 | 5129 | 5114 | 7705 | 6300 | 7055 | 6426.5 | 5789 | 6129 | 5970 | 7174 | 5887 | 6317 | 5135 | 5122 | 7713 | 6307 | 7060 | 6435.5 | 5796 | 6136 | 5978 | 7184 | 5896 | 6322 | 5141 | 5130.5 | 7723 | 6314 | 7065 | 6444 | 5802
21 | INDEPENDENT HYDRO | 394.0417 | 394.0417 | 394.0417 | 394.0417 | 394.0417 | 394.0417 | 384 | 304 | 236 | 175 | 195 | 273 | 472.5 | 707 | 741 | 445 | 430 | 366 | 384 | 304 | 236 | 175 | 195 | 273 | 472.5 | 707 | 741 | 445 | 430 | 366 | 384 | 304 | 236 | 175 | 195 | 273 | 472.5 | 707 | 741 | 445 | 430 | 366 | 384 | 304 | 236 | 175 | 195 | 273 | 472.5 | 707 | 741 | 445 | 430 | 366 | 384 | 304 | 236 | 175 | 195 | 273 | 472.5 | 707 | 741 | 445 | 430 | 366
22 | SUS. PKNG. ADJUSTMENT 8/ | 0 | 0 | 0 | 0 | 0 | 0 | 0 | 0 | 0 | 0 | 0 | 0 | 0 | 0 | 0 | 0 | 0 | 0 | 0 | 0 | 0 | 0 | 0 | 0 | 0 | 0 | 0 | 0 | 0 | 0 | 0 | 0 | 0 | 0 | 0 | 0 | 0 | 0 | 0 | 0 | 0 | 0 | 0 | 0 | 0 | 0 | 0 | 0 | 0 | 0 | 0 | 0 | 0 | 0 | 0 | 0 | 0 | 0 | 0 | 0 | 0 | 0 | 0 | 0 | 0 | 0
23 | CAN. ENT. NON-FED(CSPE) 9/ | 21 | 11.6667 | 0 | 0 | 0 | 6.5333 | 21 | 21 | 21 | 21 | 21 | 21 | 21 | 21 | 21 | 21 | 21 | 21 | 21 | 21 | 21 | 21 | 21 | 21 | 0 | 0 | 0 | 14 | 0 | 0 | 0 | 0 | 0 | 0 | 0 | 0 | 0 | 0 | 0 | 0 | 0 | 0 | 0 | 0 | 0 | 0 | 0 | 0 | 0 | 0 | 0 | 0 | 0 | 0 | 0 | 0 | 0 | 0 | 0 | 0 | 0 | 0 | 0 | 0 | 0 | 0
24 | CAN. ENT. NON-FED(CNDA) 10/ | 79.5 | 111 | 146.5 | 147.3333 | 144 | 125.6667 | 80 | 80 | 80 | 80 | 80 | 80 | 79 | 79 | 79 | 79 | 79 | 79 | 79 | 79 | 79 | 79 | 79 | 79 | 143 | 143 | 143 | 143 | 143 | 143 | 143 | 143 | 143 | 143 | 143 | 143 | 150 | 150 | 150 | 150 | 150 | 150 | 150 | 150 | 150 | 150 | 150 | 150 | 145 | 145 | 145 | 145 | 144 | 144 | 144 | 144 | 144 | 144 | 144 | 144 | 144 | 144 | 144 | 144 | 144 | 144
25 | RESTORATION 11/ | -26 | -26 | -26 | -26 | -26 | -26 | -26 | -26 | -26 | -26 | -26 | -26 | -26 | -26 | -26 | -26 | -26 | -26 | -26 | -26 | -26 | -26 | -26 | -26 | -26 | -26 | -26 | -26 | -26 | -26 | -26 | -26 | -26 | -26 | -26 | -26 | -26 | -26 | -26 | -26 | -26 | -26 | -26 | -26 | -26 | -26 | -26 | -26 | -26 | -26 | -26 | -26 | -26 | -26 | -26 | -26 | -26 | -26 | -26 | -26 | -26 | -26 | -26 | -26 | -26 | -26
26 | TOTAL HYDRO | 6699.6667 | 6729.5833 | 6760.75 | 6769.1667 | 6773.3333 | 6746.5 | 6567 | 6324 | 7458 | 6107 | 6569 | 5466 | 5643.5 | 8468 | 7101 | 7562 | 6914.5 | 6216 | 6573 | 6331 | 7466 | 6116 | 6574 | 5471 | 5695 | 8521 | 7151 | 7625 | 6966 | 6266 | 6623 | 6382 | 7518 | 6169 | 6623 | 5519 | 5710.5 | 8536 | 7165 | 7624 | 6980.5 | 6279 | 6637 | 6398 | 7534 | 6186 | 6636 | 5532 | 5713.5 | 8539 | 7167 | 7624 | 6983.5 | 6280 | 6638 | 6400 | 7538 | 6189 | 6635 | 5532 | 5721 | 8548 | 7173 | 7628 | 6992 | 6286
OTHER RESOURCES
27 | SMALL THERMAL & MISC | 0 | 0 | 0 | 0 | 0 | 0 | 0 | 0 | 0 | 0 | 0 | 0 | 0 | 0 | 0 | 0 | 0 | 0 | 0 | 0 | 0 | 0 | 0 | 0 | 0 | 0 | 0 | 0 | 0 | 0 | 0 | 0 | 0 | 0 | 0 | 0 | 0 | 0 | 0 | 0 | 0 | 0 | 0 | 0 | 0 | 0 | 0 | 0 | 0 | 0 | 0 | 0 | 0 | 0 | 0 | 0 | 0 | 0 | 0 | 0 | 0 | 0 | 0 | 0 | 0 | 0
28 | COMBUSTION TURBINES | 0 | 0 | 0 | 0 | 0 | 0 | 0 | 0 | 0 | 0 | 0 | 0 | 0 | 0 | 0 | 0 | 0 | 0 | 0 | 0 | 0 | 0 | 0 | 0 | 0 | 0 | 0 | 0 | 0 | 0 | 0 | 0 | 0 | 0 | 0 | 0 | 0 | 0 | 0 | 0 | 0 | 0 | 0 | 0 | 0 | 0 | 0 | 0 | 0 | 0 | 0 | 0 | 0 | 0 | 0 | 0 | 0 | 0 | 0 | 0 | 0 | 0 | 0 | 0 | 0 | 0
29 | RENEWABLES 12/ | 28.9167 | 28.9167 | 28.9167 | 28.9167 | 28.9167 | 28.9167 | 28 | 29 | 31 | 32 | 31 | 31 | 30 | 27 | 27 | 27 | 27 | 27 | 28 | 29 | 31 | 32 | 31 | 31 | 30 | 27 | 27 | 27 | 27 | 27 | 28 | 29 | 31 | 32 | 31 | 31 | 30 | 27 | 27 | 27 | 27 | 27 | 28 | 29 | 31 | 32 | 31 | 31 | 30 | 27 | 27 | 27 | 27 | 27 | 28 | 29 | 31 | 32 | 31 | 31 | 30 | 27 | 27 | 27 | 27 | 27
30 | COGENERATION | 0 | 0 | 0 | 0 | 0 | 0 | 0 | 0 | 0 | 0 | 0 | 0 | 0 | 0 | 0 | 0 | 0 | 0 | 0 | 0 | 0 | 0 | 0 | 0 | 0 | 0 | 0 | 0 | 0 | 0 | 0 | 0 | 0 | 0 | 0 | 0 | 0 | 0 | 0 | 0 | 0 | 0 | 0 | 0 | 0 | 0 | 0 | 0 | 0 | 0 | 0 | 0 | 0 | 0 | 0 | 0 | 0 | 0 | 0 | 0 | 0 | 0 | 0 | 0 | 0 | 0
31 | IMPORTS 13/ | 218.625 | 218.625 | 204.125 | 183.2083 | 183.2083 | 201.5583 | 255 | 255 | 310 | 284 | 240 | 203 | 188.5 | 82 | 174 | 205 | 197 | 230 | 255 | 255 | 310 | 284 | 240 | 203 | 188.5 | 82 | 174 | 205 | 197 | 230 | 255 | 255 | 310 | 284 | 240 | 203 | 188.5 | 82 | 174 | 205 | 110 | 143 | 180 | 248 | 303 | 277 | 233 | 203 | 188.5 | 82 | 100 | 131 | 110 | 143 | 180 | 248 | 303 | 277 | 233 | 203 | 188.5 | 82 | 100 | 131 | 110 | 143
32 | CONTRACTS IN 14/ | 403.5 | 380 | 359 | 359 | 359 | 372.1 | 434 | 434 | 434 | 434 | 434 | 434 | 429 | 317 | 429 | 317 | 317 | 429 | 429 | 429 | 429 | 429 | 429 | 429 | 387 | 275 | 387 | 275 | 275 | 387 | 387 | 387 | 387 | 387 | 387 | 387 | 387 | 275 | 387 | 275 | 275 | 387 | 387 | 387 | 387 | 387 | 387 | 387 | 387 | 275 | 387 | 275 | 275 | 387 | 387 | 387 | 387 | 387 | 387 | 387 | 387 | 275 | 387 | 275 | 275 | 387
33 | LARGE THERMAL 15/ | 1000 | 875 | 1000 | 875 | 1000 | 950 | 1000 | 1000 | 1000 | 1000 | 1000 | 1000 | 1000 | 1000 | 1000 | 1000 | 1000 | 1000 | 1000 | 1000 | 1000 | 1000 | 1000 | 1000 | 500 | 0 | 1000 | 1000 | 1000 | 1000 | 1000 | 1000 | 1000 | 1000 | 1000 | 1000 | 1000 | 1000 | 1000 | 1000 | 1000 | 1000 | 1000 | 1000 | 1000 | 1000 | 1000 | 1000 | 500 | 0 | 1000 | 1000 | 1000 | 1000 | 1000 | 1000 | 1000 | 1000 | 1000 | 1000 | 1000 | 1000 | 1000 | 1000 | 1000 | 1000
34 | NON-UTILITY GENERATION 16/ | 15.6667 | 43.1667 | 45.5833 | 45.5833 | 45.5833 | 39.1167 | 13 | 16 | 19 | 19 | 19 | 17 | 16 | 15 | 16 | 13 | 12 | 13 | 13 | 47 | 50 | 50 | 49 | 48 | 46 | 37 | 47 | 44 | 43 | 44 | 42 | 47 | 50 | 50 | 49 | 48 | 46 | 37 | 47 | 44 | 43 | 44 | 42 | 47 | 50 | 50 | 49 | 48 | 46 | 37 | 47 | 44 | 43 | 44 | 42 | 47 | 50 | 50 | 49 | 48 | 46 | 37 | 47 | 44 | 43 | 44
35 | RESOURCE ACQUISITIONS 17/ | 0 | 0 | 0 | 0 | 0 | 0 | 0 | 0 | 0 | 0 | 0 | 0 | 0 | 0 | 0 | 0 | 0 | 0 | 0 | 0 | 0 | 0 | 0 | 0 | 0 | 0 | 0 | 0 | 0 | 0 | 0 | 0 | 0 | 0 | 0 | 0 | 0 | 0 | 0 | 0 | 0 | 0 | 0 | 0 | 0 | 0 | 0 | 0 | 0 | 0 | 0 | 0 | 0 | 0 | 0 | 0 | 0 | 0 | 0 | 0 | 0 | 0 | 0 | 0 | 0 | 0
36 | AUGMENT PURCHASE POST 2001 | 1309 | 1368 | 1175 | 1315 | 1243 | 1282 | 1309 | 1309 | 1309 | 1309 | 1309 | 1309 | 1309 | 1309 | 1309 | 1309 | 1309 | 1309 | 1368 | 1368 | 1368 | 1368 | 1368 | 1368 | 1368 | 1368 | 1368 | 1368 | 1368 | 1368 | 1175 | 1175 | 1175 | 1175 | 1175 | 1175 | 1175 | 1175 | 1175 | 1175 | 1175 | 1175 | 1315 | 1315 | 1315 | 1315 | 1315 | 1315 | 1315 | 1315 | 1315 | 1315 | 1315 | 1315 | 1243 | 1243 | 1243 | 1243 | 1243 | 1243 | 1243 | 1243 | 1243 | 1243 | 1243 | 1243
37 | TOTAL RESOURCES | 9675.375 | 9643.2917 | 9573.375 | 9575.875 | 9633.0417 | 9620.1917 | 9606 | 9367 | 10561 | 9185 | 9602 | 8460 | 8616 | 11218 | 10056 | 10433 | 9776.5 | 9224 | 9666 | 9459 | 10654 | 9279 | 9691 | 8550 | 8214.5 | 10310 | 10154 | 10544 | 9876 | 9322 | 9510 | 9275 | 10471 | 9097 | 9505 | 8363 | 8537 | 11132 | 9975 | 10350 | 9610.5 | 9055 | 9589 | 9424 | 10620 | 9247 | 9651 | 8516 | 8180 | 10275 | 10043 | 10416 | 9753.5 | 9196 | 9518 | 9354 | 10552 | 9178 | 9578 | 8444 | 8615.5 | 11212 | 9977 | 10348 | 9690 | 9130
RESERVES MAINTENANCE & DISTRIBUTION LOSSES
38 | HYD SM THRM & MISC RES 18/ | 0 | 0 | 0 | 0 | 0 | 0 | 0 | 0 | 0 | 0 | 0 | 0 | 0 | 0 | 0 | 0 | 0 | 0 | 0 | 0 | 0 | 0 | 0 | 0 | 0 | 0 | 0 | 0 | 0 | 0 | 0 | 0 | 0 | 0 | 0 | 0 | 0 | 0 | 0 | 0 | 0 | 0 | 0 | 0 | 0 | 0 | 0 | 0 | 0 | 0 | 0 | 0 | 0 | 0 | 0 | 0 | 0 | 0 | 0 | 0 | 0 | 0 | 0 | 0 | 0 | 0
39 | LARGE THERMAL RESERVES 19/ | 0 | 0 | 0 | 0 | 0 | 0 | 0 | 0 | 0 | 0 | 0 | 0 | 0 | 0 | 0 | 0 | 0 | 0 | 0 | 0 | 0 | 0 | 0 | 0 | 0 | 0 | 0 | 0 | 0 | 0 | 0 | 0 | 0 | 0 | 0 | 0 | 0 | 0 | 0 | 0 | 0 | 0 | 0 | 0 | 0 | 0 | 0 | 0 | 0 | 0 | 0 | 0 | 0 | 0 | 0 | 0 | 0 | 0 | 0 | 0 | 0 | 0 | 0 | 0 | 0 | 0
40 | SPINNING RESERVES 20/ | 0 | 0 | 0 | 0 | 0 | 0 | 0 | 0 | 0 | 0 | 0 | 0 | 0 | 0 | 0 | 0 | 0 | 0 | 0 | 0 | 0 | 0 | 0 | 0 | 0 | 0 | 0 | 0 | 0 | 0 | 0 | 0 | 0 | 0 | 0 | 0 | 0 | 0 | 0 | 0 | 0 | 0 | 0 | 0 | 0 | 0 | 0 | 0 | 0 | 0 | 0 | 0 | 0 | 0 | 0 | 0 | 0 | 0 | 0 | 0 | 0 | 0 | 0 | 0 | 0 | 0
41 | FEDERAL HYDRO MAINT 21/ | 0 | 0 | 0 | 0 | 0 | 0 | 0 | 0 | 0 | 0 | 0 | 0 | 0 | 0 | 0 | 0 | 0 | 0 | 0 | 0 | 0 | 0 | 0 | 0 | 0 | 0 | 0 | 0 | 0 | 0 | 0 | 0 | 0 | 0 | 0 | 0 | 0 | 0 | 0 | 0 | 0 | 0 | 0 | 0 | 0 | 0 | 0 | 0 | 0 | 0 | 0 | 0 | 0 | 0 | 0 | 0 | 0 | 0 | 0 | 0 | 0 | 0 | 0 | 0 | 0 | 0
42 | FED TRANSMISSION LOSSES | -272.875 | -271.9167 | -270 | -270 | -271.625 | -271.2833 | -271 | -264 | -298 | -259 | -271 | -239 | -243 | -316 | -284 | -294 | -275.5 | -260 | -273 | -267 | -300 | -262 | -273 | -241 | -231.5 | -291 | -286 | -297 | -278.5 | -263 | -268 | -262 | -295 | -257 | -268 | -236 | -241 | -314 | -281 | -292 | -271 | -255 | -270 | -266 | -299 | -261 | -272 | -240 | -230.5 | -290 | -283 | -294 | -275.5 | -259 | -268 | -264 | -298 | -259 | -270 | -238 | -243 | -316 | -281 | -292 | -273.5 | -257
43 | NET RESOURCES | 9402.5 | 9371.375 | 9303.375 | 9305.875 | 9361.4167 | 9348.9083 | 9335 | 9103 | 10263 | 8926 | 9331 | 8221 | 8373 | 10902 | 9772 | 10139 | 9501 | 8964 | 9393 | 9192 | 10354 | 9017 | 9418 | 8309 | 7983 | 10019 | 9868 | 10247 | 9597.5 | 9059 | 9242 | 9013 | 10176 | 8840 | 9237 | 8127 | 8296 | 10818 | 9694 | 10058 | 9339.5 | 8800 | 9319 | 9158 | 10321 | 8986 | 9379 | 8276 | 7949.5 | 9985 | 9760 | 10122 | 9478 | 8937 | 9250 | 9090 | 10254 | 8919 | 9308 | 8206 | 8372.5 | 10896 | 9696 | 10056 | 9416.5 | 8873
SURPLUS/DEFICITS
44 | FIRM SURPLUS/DEFICIT | -0.125 | -4.0833 | 0.125 | -0.29167 | -0.33333 | -0.94167 | 816 | -147 | -133 | -2528 | -2208 | -1988 | -1390.5 | 2672 | 1827 | 2255 | 1089 | -266 | 647 | -292 | -286 | -2190 | -1879 | -1649 | -1712.5 | 1873 | 1960 | 2347 | 1245.5 | -113 | 548 | -431 | -425 | -2452 | -2030 | -1920 | -1448 | 2895 | 1920 | 2340 | 1183.5 | -179 | 824 | -170 | -176 | -2360 | -2068 | -1824 | -1850.5 | 2022 | 2021 | 2426 | 1249 | -97 | 702 | -406 | -435 | -2481 | -2192 | -1890 | -1274.5 | 2791 | 1917 | 2340 | 1143.5 | -219
| BPA RESOURCES | 8366.375 | 8275.2917 | 8398.375 | 8260.875 | 8390.0417 | 8338.1917
| SUBSCRIPTION RESOURCES | 5996.0833 | 6035.1667 | 6361.125 | 6293.375 | 6485.2083 | 6234.1917
| AUGMENTATION | 1309 | 1368 | 1175 | 1315 | 1243 | 1282
| SUBSCRIPTION LOADS | 7032.3333 | 7135.3333 | 7266 | 7338.6667 | 7456.9167 | 7245.85
| PA Power Sales | 186.3333 | 128.75 | 110 | 110 | 87.75 | 124.5667 | 178 | 174 | 174 | 170 | 170 | 170 | 200 | 200 | 200 | 200 | 200 | 200 | 170 | 170 | 170 | 95 | 95 | 95 | 125 | 125 | 125 | 125 | 125 | 125 | 95 | 95 | 95 | 95 | 95 | 95 | 125 | 125 | 125 | 125 | 125 | 125 | 95 | 95 | 95 | 95 | 95 | 95 | 125 | 125 | 125 | 125 | 125 | 125 | 95 | 95 | 95 | 95 | 95 | 95 | 75 | 75 | 75 | 108 | 75 | 75
| PA SSP | 0 | 0 | 0 | 0 | 0 | 0 | 0 | 0 | 0 | 0 | 0 | 0 | 0 | 0 | 0 | 0 | 0 | 0 | 0 | 0 | 0 | 0 | 0 | 0 | 0 | 0 | 0 | 0 | 0 | 0 | 0 | 0 | 0 | 0 | 0 | 0 | 0 | 0 | 0 | 0 | 0 | 0 | 0 | 0 | 0 | 0 | 0 | 0 | 0 | 0 | 0 | 0 | 0 | 0 | 0 | 0 | 0 | 0 | 0 | 0 | 0 | 0 | 0 | 0 | 0 | 0
| PA Presub | 899.4167 | 911.25 | 916.4167 | 921.6667 | 851.5 | 900.05 | 785 | 861 | 955 | 977 | 956 | 873 | 831 | 902 | 956 | 979 | 930 | 788 | 800 | 876 | 970 | 992 | 972 | 889 | 846 | 917 | 962 | 983 | 935 | 793 | 804 | 881 | 975 | 998 | 978 | 893 | 852 | 922 | 967 | 988 | 941 | 798 | 809 | 886 | 980 | 1003 | 983 | 899 | 857 | 928 | 972 | 994 | 946 | 803 | 814 | 891 | 986 | 911 | 892 | 807 | 765 | 836 | 881 | 903 | 841 | 691
|  | 1085.75 | 1040 | 1026.4167 | 1031.6667 | 939.25 | 1024.6167

## 2002-6e (wo MJ)
M E D I U M L O A D S
2002 RATE FILING: 02/07/00
2001- 2 OPERATING YEAR RUN DATE: 02/08/00
ENERGY IN AVERAGE MEGAWATTS
|  | FY2002 | FY2003 | FY2004 | FY2005 | FY2006 | 5-yr Avg | time axis 2001-10-01 to 2006-09-01
UTILITY TRANSFERS OUT
9 | EXPORTS 2/ | 1513.6667 | 1494.65 | 1404.85 | 1328.25 | 1292.75 | 1406.8333 | Q, R | 1425 | 1316 | 1338 | 1529 | 1531 | 1462 | 1446.5 | 1533 | 1707 | 1709 | 1649 | 1664 | 1594 | 1486 | 1510 | 1291 | 1291 | 1222 | 1448.5 | 1535 | 1753 | 1745 | 1671 | 1688 | 1617 | 1512 | 1530 | 1311 | 1311 | 1242 | 1225.5 | 1313 | 1522 | 1524 | 1380 | 1396 | 1335 | 1304 | 1325 | 1311 | 1313 | 1242 | 1226.5 | 1314 | 1447 | 1449 | 1381 | 1396 | 1334 | 1305 | 1326 | 1261 | 1262 | 1191 | 1174.5 | 1262 | 1396 | 1399 | 1330 | 1345
10 | CONTRACTS OUT 3/ | 1616.7778 | 1546.6 | 1504.65 | 1510.15 | 1424.75 | 1520.5856 | AC, AD | 1393 | 1719 | 1867 | 1860 | 1795 | 1583 | 1538 | 1417 | 1490 | 1528 | 1460 | 1346 | 1394 | 1724 | 1873 | 1794 | 1729 | 1517 | 1436 | 1315 | 1379 | 1416 | 1348 | 1235 | 1282 | 1612 | 1762 | 1759 | 1694 | 1481 | 1442.5 | 1321 | 1384 | 1421 | 1353 | 1240 | 1287 | 1618 | 1767 | 1764 | 1700 | 1486 | 1447.5 | 1326 | 1390 | 1427 | 1359 | 1246 | 1293 | 1623 | 1773 | 1673 | 1609 | 1396 | 1306.5 | 1185 | 1249 | 1286 | 1204 | 1084
11 | CSPE TO WEST GROUP UTIL 4/ | 94 | 61.3 | 0 | 0 | 0 | 31.06 | AO, AP | 95 | 95 | 95 | 95 | 95 | 95 | 92 | 92 | 92 | 92 | 92 | 92 | 92 | 92 | 92 | 92 | 92 | 92 | 0 | 0 | 0 | 61 | 0 | 0 | 0 | 0 | 0 | 0 | 0 | 0 | 0 | 0 | 0 | 0 | 0 | 0 | 0 | 0 | 0 | 0 | 0 | 0 | 0 | 0 | 0 | 0 | 0 | 0 | 0 | 0 | 0 | 0 | 0 | 0 | 0 | 0 | 0 | 0 | 0 | 0
12 | GEN PUB AGEN PSC PURCH 5/ | 0 | 0 | 0 | 0 | 0 | 0 | BA, BB | 0 | 0 | 0 | 0 | 0 | 0 | 0 | 0 | 0 | 0 | 0 | 0 | 0 | 0 | 0 | 0 | 0 | 0 | 0 | 0 | 0 | 0 | 0 | 0 | 0 | 0 | 0 | 0 | 0 | 0 | 0 | 0 | 0 | 0 | 0 | 0 | 0 | 0 | 0 | 0 | 0 | 0 | 0 | 0 | 0 | 0 | 0 | 0 | 0 | 0 | 0 | 0 | 0 | 0 | 0 | 0 | 0 | 0 | 0 | 0
13 | IOU PSC PURCHASE 6/ | 0 | 0 | 0 | 0 | 0 | 0 | BM, BN | 0 | 0 | 0 | 0 | 0 | 0 | 0 | 0 | 0 | 0 | 0 | 0 | 0 | 0 | 0 | 0 | 0 | 0 | 0 | 0 | 0 | 0 | 0 | 0 | 0 | 0 | 0 | 0 | 0 | 0 | 0 | 0 | 0 | 0 | 0 | 0 | 0 | 0 | 0 | 0 | 0 | 0 | 0 | 0 | 0 | 0 | 0 | 0 | 0 | 0 | 0 | 0 | 0 | 0 | 0 | 0 | 0 | 0 | 0 | 0
14 | PUBLIC SALES POST-2001 | 4385.6667 | 4498.5 | 4640.6 | 4714.7 | 4884.1 | 4624.7133 |  | 3574 | 4128 | 5104 | 5978 | 6126 | 5075 | 4648 | 3081 | 2515 | 2397 | 3060 | 4029 | 3634 | 4190 | 5173 | 6038 | 6193 | 5133 | 4772 | 3189 | 2635 | 2520 | 3182 | 4150 | 3763 | 4328 | 5317 | 6230 | 6270 | 5330 | 5037 | 3182 | 2727 | 2615 | 3272 | 4244 | 3841 | 4414 | 5413 | 6279 | 6442 | 5378 | 5087 | 3216 | 2761 | 2662 | 3338 | 4293 | 3889 | 4576 | 5598 | 6474 | 6637 | 5515 | 5127 | 3551 | 2993 | 2873 | 3588 | 4564
15 | USBR SALES POST-2001 | 54.6667 | 54.1 | 54.1 | 54.1 | 54.1 | 54.2133 |  | 42 | 2 | 2 | 2 | 2 | 4 | 49 | 117 | 151 | 168 | 161 | 109 | 42 | 2 | 2 | 2 | 2 | 4 | 49 | 117 | 151 | 168 | 161 | 109 | 42 | 2 | 2 | 2 | 2 | 4 | 49 | 117 | 151 | 168 | 161 | 109 | 42 | 2 | 2 | 2 | 2 | 4 | 49 | 117 | 151 | 168 | 161 | 109 | 42 | 2 | 2 | 2 | 2 | 4 | 49 | 117 | 151 | 168 | 161 | 109
16 | IOU SALES POST-2001 | 1000 | 1000 | 1000 | 1000 | 1000 | 1000 |  | 1000 | 1000 | 1000 | 1000 | 1000 | 1000 | 1000 | 1000 | 1000 | 1000 | 1000 | 1000 | 1000 | 1000 | 1000 | 1000 | 1000 | 1000 | 1000 | 1000 | 1000 | 1000 | 1000 | 1000 | 1000 | 1000 | 1000 | 1000 | 1000 | 1000 | 1000 | 1000 | 1000 | 1000 | 1000 | 1000 | 1000 | 1000 | 1000 | 1000 | 1000 | 1000 | 1000 | 1000 | 1000 | 1000 | 1000 | 1000 | 1000 | 1000 | 1000 | 1000 | 1000 | 1000 | 1000 | 1000 | 1000 | 1000 | 1000 | 1000
17 | DSI SALES POST-2001 | 990 | 990 | 990 | 990 | 990 | 990 |  | 990 | 990 | 990 | 990 | 990 | 990 | 990 | 990 | 990 | 990 | 990 | 990 | 990 | 990 | 990 | 990 | 990 | 990 | 990 | 990 | 990 | 990 | 990 | 990 | 990 | 990 | 990 | 990 | 990 | 990 | 990 | 990 | 990 | 990 | 990 | 990 | 990 | 990 | 990 | 990 | 990 | 990 | 990 | 990 | 990 | 990 | 990 | 990 | 990 | 990 | 990 | 990 | 990 | 990 | 990 | 990 | 990 | 990 | 990 | 990
18 | FED DIVERSITY 7/ | 0 | 0 | 0 | 0 | 0 | 0 |  | 0 | 0 | 0 | 0 | 0 | 0 | 0 | 0 | 0 | 0 | 0 | 0 | 0 | 0 | 0 | 0 | 0 | 0 | 0 | 0 | 0 | 0 | 0 | 0 | 0 | 0 | 0 | 0 | 0 | 0 | 0 | 0 | 0 | 0 | 0 | 0 | 0 | 0 | 0 | 0 | 0 | 0 | 0 | 0 | 0 | 0 | 0 | 0 | 0 | 0 | 0 | 0 | 0 | 0 | 0 | 0 | 0 | 0 | 0 | 0
19 | FIRM LOADS | 9654.7778 | 9645.15 | 9594.2 | 9597.2 | 9645.7 | 9627.4056 |  | 8519 | 9250 | 10396 | 11454 | 11539 | 10209 | 9763.5 | 8230 | 7945 | 7884 | 8412 | 9230 | 8746 | 9484 | 10640 | 11207 | 11297 | 9958 | 9695.5 | 8146 | 7908 | 7900 | 8352 | 9172 | 8694 | 9444 | 10601 | 11292 | 11267 | 10047 | 9744 | 7923 | 7774 | 7718 | 8156 | 8979 | 8495 | 9328 | 10497 | 11346 | 11447 | 10100 | 9800 | 7963 | 7739 | 7696 | 8229 | 9034 | 8548 | 9496 | 10689 | 11400 | 11500 | 10096 | 9647 | 8105 | 7779 | 7716 | 8273 | 9092
HYDRO RESOURCES
20 | REGULATED HYDRO | 6189.2778 | 6087.65 | 6094.95 | 6102.55 | 6109.85 | 6116.8556 |  | 6108 | 5945 | 7147 | 5857 | 6299 | 5118 | 5097 | 7687 | 6286 | 7043 | 6410.5 | 5776 | 6115 | 5953 | 7156 | 5867 | 6305 | 5124 | 5105.5 | 7697 | 6293 | 7049 | 6419 | 5783 | 6122 | 5961 | 7165 | 5877 | 6311 | 5129 | 5114 | 7705 | 6300 | 7055 | 6426.5 | 5789 | 6129 | 5970 | 7174 | 5887 | 6317 | 5135 | 5122 | 7713 | 6307 | 7060 | 6435.5 | 5796 | 6136 | 5978 | 7184 | 5896 | 6322 | 5141 | 5130.5 | 7723 | 6314 | 7065 | 6444 | 5802
21 | INDEPENDENT HYDRO | 312 | 328.05 | 328.05 | 328.05 | 328.05 | 324.84 |  | 384 | 304 | 236 | 175 | 195 | 273 | 472.5 | 707 | 741 | 445 | 430 | 366 | 384 | 304 | 236 | 175 | 195 | 273 | 472.5 | 707 | 741 | 445 | 430 | 366 | 384 | 304 | 236 | 175 | 195 | 273 | 472.5 | 707 | 741 | 445 | 430 | 366 | 384 | 304 | 236 | 175 | 195 | 273 | 472.5 | 707 | 741 | 445 | 430 | 366 | 384 | 304 | 236 | 175 | 195 | 273 | 472.5 | 707 | 741 | 445 | 430 | 366
22 | SUS. PKNG. ADJUSTMENT 8/ | 0 | 0 | 0 | 0 | 0 | 0 |  | 0 | 0 | 0 | 0 | 0 | 0 | 0 | 0 | 0 | 0 | 0 | 0 | 0 | 0 | 0 | 0 | 0 | 0 | 0 | 0 | 0 | 0 | 0 | 0 | 0 | 0 | 0 | 0 | 0 | 0 | 0 | 0 | 0 | 0 | 0 | 0 | 0 | 0 | 0 | 0 | 0 | 0 | 0 | 0 | 0 | 0 | 0 | 0 | 0 | 0 | 0 | 0 | 0 | 0 | 0 | 0 | 0 | 0 | 0 | 0
23 | CAN. ENT. NON-FED(CSPE) 9/ | 21 | 14 | 0 | 0 | 0 | 7 |  | 21 | 21 | 21 | 21 | 21 | 21 | 21 | 21 | 21 | 21 | 21 | 21 | 21 | 21 | 21 | 21 | 21 | 21 | 0 | 0 | 0 | 14 | 0 | 0 | 0 | 0 | 0 | 0 | 0 | 0 | 0 | 0 | 0 | 0 | 0 | 0 | 0 | 0 | 0 | 0 | 0 | 0 | 0 | 0 | 0 | 0 | 0 | 0 | 0 | 0 | 0 | 0 | 0 | 0 | 0 | 0 | 0 | 0 | 0 | 0
24 | CAN. ENT. NON-FED(CNDA) 10/ | 79.6667 | 104.6 | 145.8 | 147.8 | 144 | 124.3733 |  | 80 | 80 | 80 | 80 | 80 | 80 | 79 | 79 | 79 | 79 | 79 | 79 | 79 | 79 | 79 | 79 | 79 | 79 | 143 | 143 | 143 | 143 | 143 | 143 | 143 | 143 | 143 | 143 | 143 | 143 | 150 | 150 | 150 | 150 | 150 | 150 | 150 | 150 | 150 | 150 | 150 | 150 | 145 | 145 | 145 | 145 | 144 | 144 | 144 | 144 | 144 | 144 | 144 | 144 | 144 | 144 | 144 | 144 | 144 | 144
25 | RESTORATION 11/ | -26 | -26 | -26 | -26 | -26 | -26 |  | -26 | -26 | -26 | -26 | -26 | -26 | -26 | -26 | -26 | -26 | -26 | -26 | -26 | -26 | -26 | -26 | -26 | -26 | -26 | -26 | -26 | -26 | -26 | -26 | -26 | -26 | -26 | -26 | -26 | -26 | -26 | -26 | -26 | -26 | -26 | -26 | -26 | -26 | -26 | -26 | -26 | -26 | -26 | -26 | -26 | -26 | -26 | -26 | -26 | -26 | -26 | -26 | -26 | -26 | -26 | -26 | -26 | -26 | -26 | -26
26 | TOTAL HYDRO | 6575.9444 | 6508.3 | 6542.8 | 6552.4 | 6555.9 | 6547.0689 |  | 6567 | 6324 | 7458 | 6107 | 6569 | 5466 | 5643.5 | 8468 | 7101 | 7562 | 6914.5 | 6216 | 6573 | 6331 | 7466 | 6116 | 6574 | 5471 | 5695 | 8521 | 7151 | 7625 | 6966 | 6266 | 6623 | 6382 | 7518 | 6169 | 6623 | 5519 | 5710.5 | 8536 | 7165 | 7624 | 6980.5 | 6279 | 6637 | 6398 | 7534 | 6186 | 6636 | 5532 | 5713.5 | 8539 | 7167 | 7624 | 6983.5 | 6280 | 6638 | 6400 | 7538 | 6189 | 6635 | 5532 | 5721 | 8548 | 7173 | 7628 | 6992 | 6286
OTHER RESOURCES
27 | SMALL THERMAL & MISC | 0 | 0 | 0 | 0 | 0 | 0 |  | 0 | 0 | 0 | 0 | 0 | 0 | 0 | 0 | 0 | 0 | 0 | 0 | 0 | 0 | 0 | 0 | 0 | 0 | 0 | 0 | 0 | 0 | 0 | 0 | 0 | 0 | 0 | 0 | 0 | 0 | 0 | 0 | 0 | 0 | 0 | 0 | 0 | 0 | 0 | 0 | 0 | 0 | 0 | 0 | 0 | 0 | 0 | 0 | 0 | 0 | 0 | 0 | 0 | 0 | 0 | 0 | 0 | 0 | 0 | 0
28 | COMBUSTION TURBINES | 0 | 0 | 0 | 0 | 0 | 0 |  | 0 | 0 | 0 | 0 | 0 | 0 | 0 | 0 | 0 | 0 | 0 | 0 | 0 | 0 | 0 | 0 | 0 | 0 | 0 | 0 | 0 | 0 | 0 | 0 | 0 | 0 | 0 | 0 | 0 | 0 | 0 | 0 | 0 | 0 | 0 | 0 | 0 | 0 | 0 | 0 | 0 | 0 | 0 | 0 | 0 | 0 | 0 | 0 | 0 | 0 | 0 | 0 | 0 | 0 | 0 | 0 | 0 | 0 | 0 | 0
29 | RENEWABLES 12/ | 29.2222 | 29.3 | 29.3 | 29.3 | 29.3 | 29.2844 |  | 28 | 29 | 31 | 32 | 31 | 31 | 30 | 27 | 27 | 27 | 27 | 27 | 28 | 29 | 31 | 32 | 31 | 31 | 30 | 27 | 27 | 27 | 27 | 27 | 28 | 29 | 31 | 32 | 31 | 31 | 30 | 27 | 27 | 27 | 27 | 27 | 28 | 29 | 31 | 32 | 31 | 31 | 30 | 27 | 27 | 27 | 27 | 27 | 28 | 29 | 31 | 32 | 31 | 31 | 30 | 27 | 27 | 27 | 27 | 27
30 | COGENERATION | 0 | 0 | 0 | 0 | 0 | 0 |  | 0 | 0 | 0 | 0 | 0 | 0 | 0 | 0 | 0 | 0 | 0 | 0 | 0 | 0 | 0 | 0 | 0 | 0 | 0 | 0 | 0 | 0 | 0 | 0 | 0 | 0 | 0 | 0 | 0 | 0 | 0 | 0 | 0 | 0 | 0 | 0 | 0 | 0 | 0 | 0 | 0 | 0 | 0 | 0 | 0 | 0 | 0 | 0 | 0 | 0 | 0 | 0 | 0 | 0 | 0 | 0 | 0 | 0 | 0 | 0
31 | IMPORTS 13/ | 242.1111 | 236.75 | 219.35 | 201.65 | 201.65 | 220.3022 |  | 255 | 255 | 310 | 284 | 240 | 203 | 188.5 | 82 | 174 | 205 | 197 | 230 | 255 | 255 | 310 | 284 | 240 | 203 | 188.5 | 82 | 174 | 205 | 197 | 230 | 255 | 255 | 310 | 284 | 240 | 203 | 188.5 | 82 | 174 | 205 | 110 | 143 | 180 | 248 | 303 | 277 | 233 | 203 | 188.5 | 82 | 100 | 131 | 110 | 143 | 180 | 248 | 303 | 277 | 233 | 203 | 188.5 | 82 | 100 | 131 | 110 | 143
32 | CONTRACTS IN 14/ | 407.4444 | 389.8 | 364.6 | 364.6 | 364.6 | 378.2089 |  | 434 | 434 | 434 | 434 | 434 | 434 | 429 | 317 | 429 | 317 | 317 | 429 | 429 | 429 | 429 | 429 | 429 | 429 | 387 | 275 | 387 | 275 | 275 | 387 | 387 | 387 | 387 | 387 | 387 | 387 | 387 | 275 | 387 | 275 | 275 | 387 | 387 | 387 | 387 | 387 | 387 | 387 | 387 | 275 | 387 | 275 | 275 | 387 | 387 | 387 | 387 | 387 | 387 | 387 | 387 | 275 | 387 | 275 | 275 | 387
33 | LARGE THERMAL 15/ | 1000 | 950 | 1000 | 950 | 1000 | 980 |  | 1000 | 1000 | 1000 | 1000 | 1000 | 1000 | 1000 | 1000 | 1000 | 1000 | 1000 | 1000 | 1000 | 1000 | 1000 | 1000 | 1000 | 1000 | 500 | 0 | 1000 | 1000 | 1000 | 1000 | 1000 | 1000 | 1000 | 1000 | 1000 | 1000 | 1000 | 1000 | 1000 | 1000 | 1000 | 1000 | 1000 | 1000 | 1000 | 1000 | 1000 | 1000 | 500 | 0 | 1000 | 1000 | 1000 | 1000 | 1000 | 1000 | 1000 | 1000 | 1000 | 1000 | 1000 | 1000 | 1000 | 1000 | 1000 | 1000
34 | NON-UTILITY GENERATION 16/ | 15.6667 | 43.4 | 46.3 | 46.3 | 46.3 | 39.5933 |  | 13 | 16 | 19 | 19 | 19 | 17 | 16 | 15 | 16 | 13 | 12 | 13 | 13 | 47 | 50 | 50 | 49 | 48 | 46 | 37 | 47 | 44 | 43 | 44 | 42 | 47 | 50 | 50 | 49 | 48 | 46 | 37 | 47 | 44 | 43 | 44 | 42 | 47 | 50 | 50 | 49 | 48 | 46 | 37 | 47 | 44 | 43 | 44 | 42 | 47 | 50 | 50 | 49 | 48 | 46 | 37 | 47 | 44 | 43 | 44
35 | RESOURCE ACQUISITIONS 17/ | 0 | 0 | 0 | 0 | 0 | 0 |  | 0 | 0 | 0 | 0 | 0 | 0 | 0 | 0 | 0 | 0 | 0 | 0 | 0 | 0 | 0 | 0 | 0 | 0 | 0 | 0 | 0 | 0 | 0 | 0 | 0 | 0 | 0 | 0 | 0 | 0 | 0 | 0 | 0 | 0 | 0 | 0 | 0 | 0 | 0 | 0 | 0 | 0 | 0 | 0 | 0 | 0 | 0 | 0 | 0 | 0 | 0 | 0 | 0 | 0 | 0 | 0 | 0 | 0 | 0 | 0
36 | AUGMENT PURCHASE POST 2001 | 1309 | 1368 | 1175 | 1315 | 1243 | 1282 |  | 1309 | 1309 | 1309 | 1309 | 1309 | 1309 | 1309 | 1309 | 1309 | 1309 | 1309 | 1309 | 1368 | 1368 | 1368 | 1368 | 1368 | 1368 | 1368 | 1368 | 1368 | 1368 | 1368 | 1368 | 1175 | 1175 | 1175 | 1175 | 1175 | 1175 | 1175 | 1175 | 1175 | 1175 | 1175 | 1175 | 1315 | 1315 | 1315 | 1315 | 1315 | 1315 | 1315 | 1315 | 1315 | 1315 | 1315 | 1315 | 1243 | 1243 | 1243 | 1243 | 1243 | 1243 | 1243 | 1243 | 1243 | 1243 | 1243 | 1243
37 | TOTAL RESOURCES | 9579.3889 | 9525.55 | 9377.35 | 9459.25 | 9440.75 | 9476.4578 |  | 9606 | 9367 | 10561 | 9185 | 9602 | 8460 | 8616 | 11218 | 10056 | 10433 | 9776.5 | 9224 | 9666 | 9459 | 10654 | 9279 | 9691 | 8550 | 8214.5 | 10310 | 10154 | 10544 | 9876 | 9322 | 9510 | 9275 | 10471 | 9097 | 9505 | 8363 | 8537 | 11132 | 9975 | 10350 | 9610.5 | 9055 | 9589 | 9424 | 10620 | 9247 | 9651 | 8516 | 8180 | 10275 | 10043 | 10416 | 9753.5 | 9196 | 9518 | 9354 | 10552 | 9178 | 9578 | 8444 | 8615.5 | 11212 | 9977 | 10348 | 9690 | 9130
RESERVES MAINTENANCE & DISTRIBUTION LOSSES
38 | HYD SM THRM & MISC RES 18/ | 0 | 0 | 0 | 0 | 0 | 0 |  | 0 | 0 | 0 | 0 | 0 | 0 | 0 | 0 | 0 | 0 | 0 | 0 | 0 | 0 | 0 | 0 | 0 | 0 | 0 | 0 | 0 | 0 | 0 | 0 | 0 | 0 | 0 | 0 | 0 | 0 | 0 | 0 | 0 | 0 | 0 | 0 | 0 | 0 | 0 | 0 | 0 | 0 | 0 | 0 | 0 | 0 | 0 | 0 | 0 | 0 | 0 | 0 | 0 | 0 | 0 | 0 | 0 | 0 | 0 | 0
39 | LARGE THERMAL RESERVES 19/ | 0 | 0 | 0 | 0 | 0 | 0 |  | 0 | 0 | 0 | 0 | 0 | 0 | 0 | 0 | 0 | 0 | 0 | 0 | 0 | 0 | 0 | 0 | 0 | 0 | 0 | 0 | 0 | 0 | 0 | 0 | 0 | 0 | 0 | 0 | 0 | 0 | 0 | 0 | 0 | 0 | 0 | 0 | 0 | 0 | 0 | 0 | 0 | 0 | 0 | 0 | 0 | 0 | 0 | 0 | 0 | 0 | 0 | 0 | 0 | 0 | 0 | 0 | 0 | 0 | 0 | 0
40 | SPINNING RESERVES 20/ | 0 | 0 | 0 | 0 | 0 | 0 |  | 0 | 0 | 0 | 0 | 0 | 0 | 0 | 0 | 0 | 0 | 0 | 0 | 0 | 0 | 0 | 0 | 0 | 0 | 0 | 0 | 0 | 0 | 0 | 0 | 0 | 0 | 0 | 0 | 0 | 0 | 0 | 0 | 0 | 0 | 0 | 0 | 0 | 0 | 0 | 0 | 0 | 0 | 0 | 0 | 0 | 0 | 0 | 0 | 0 | 0 | 0 | 0 | 0 | 0 | 0 | 0 | 0 | 0 | 0 | 0
41 | FEDERAL HYDRO MAINT 21/ | 0 | 0 | 0 | 0 | 0 | 0 |  | 0 | 0 | 0 | 0 | 0 | 0 | 0 | 0 | 0 | 0 | 0 | 0 | 0 | 0 | 0 | 0 | 0 | 0 | 0 | 0 | 0 | 0 | 0 | 0 | 0 | 0 | 0 | 0 | 0 | 0 | 0 | 0 | 0 | 0 | 0 | 0 | 0 | 0 | 0 | 0 | 0 | 0 | 0 | 0 | 0 | 0 | 0 | 0 | 0 | 0 | 0 | 0 | 0 | 0 | 0 | 0 | 0 | 0 | 0 | 0
42 | FED TRANSMISSION LOSSES | -270.1667 | -268.6 | -264.5 | -266.7 | -266.25 | -267.2433 |  | -271 | -264 | -298 | -259 | -271 | -239 | -243 | -316 | -284 | -294 | -275.5 | -260 | -273 | -267 | -300 | -262 | -273 | -241 | -231.5 | -291 | -286 | -297 | -278.5 | -263 | -268 | -262 | -295 | -257 | -268 | -236 | -241 | -314 | -281 | -292 | -271 | -255 | -270 | -266 | -299 | -261 | -272 | -240 | -230.5 | -290 | -283 | -294 | -275.5 | -259 | -268 | -264 | -298 | -259 | -270 | -238 | -243 | -316 | -281 | -292 | -273.5 | -257
43 | NET RESOURCES | 9309.2222 | 9256.95 | 9112.85 | 9192.55 | 9174.5 | 9209.2144 |  | 9335 | 9103 | 10263 | 8926 | 9331 | 8221 | 8373 | 10902 | 9772 | 10139 | 9501 | 8964 | 9393 | 9192 | 10354 | 9017 | 9418 | 8309 | 7983 | 10019 | 9868 | 10247 | 9597.5 | 9059 | 9242 | 9013 | 10176 | 8840 | 9237 | 8127 | 8296 | 10818 | 9694 | 10058 | 9339.5 | 8800 | 9319 | 9158 | 10321 | 8986 | 9379 | 8276 | 7949.5 | 9985 | 9760 | 10122 | 9478 | 8937 | 9250 | 9090 | 10254 | 8919 | 9308 | 8206 | 8372.5 | 10896 | 9696 | 10056 | 9416.5 | 8873
SURPLUS/DEFICITS
44 | FIRM SURPLUS/DEFICIT | -345.5556 | -388.2 | -481.35 | -404.65 | -471.2 | -418.1911 |  | 816 | -147 | -133 | -2528 | -2208 | -1988 | -1390.5 | 2672 | 1827 | 2255 | 1089 | -266 | 647 | -292 | -286 | -2190 | -1879 | -1649 | -1712.5 | 1873 | 1960 | 2347 | 1245.5 | -113 | 548 | -431 | -425 | -2452 | -2030 | -1920 | -1448 | 2895 | 1920 | 2340 | 1183.5 | -179 | 824 | -170 | -176 | -2360 | -2068 | -1824 | -1850.5 | 2022 | 2021 | 2426 | 1249 | -97 | 702 | -406 | -435 | -2481 | -2192 | -1890 | -1274.5 | 2791 | 1917 | 2340 | 1143.5 | -219
| BPA RESOURCES | 8270.3889 | 8157.55 | 8202.35 | 8144.25 | 8197.75 | 8194.4578
| SUBSCRIPTION RESOURCES | 5890.6944 | 5912.15 | 6155.1667 | 6173.4167 | 6277.65 | 6081.8156
| AUGMENTATION | 1309 | 1368 | 1175 | 1315 | 1243 | 1282
| SUBSCRIPTION LOADS | 7275.0833 | 7399.75 | 7547.0167 | 7626.3667 | 7725.6 | 7514.7633
| PA Power Sales | 186.3333 | 128.75 | 110 | 110 | 87.75 | 124.5667 |  | 178 | 174 | 174 | 170 | 170 | 170 | 200 | 200 | 200 | 200 | 200 | 200 | 170 | 170 | 170 | 95 | 95 | 95 | 125 | 125 | 125 | 125 | 125 | 125 | 95 | 95 | 95 | 95 | 95 | 95 | 125 | 125 | 125 | 125 | 125 | 125 | 95 | 95 | 95 | 95 | 95 | 95 | 125 | 125 | 125 | 125 | 125 | 125 | 95 | 95 | 95 | 95 | 95 | 95 | 75 | 75 | 75 | 108 | 75 | 75
| PA SSP | 0 | 0 | 0 | 0 | 0 | 0 |  | 0 | 0 | 0 | 0 | 0 | 0 | 0 | 0 | 0 | 0 | 0 | 0 | 0 | 0 | 0 | 0 | 0 | 0 | 0 | 0 | 0 | 0 | 0 | 0 | 0 | 0 | 0 | 0 | 0 | 0 | 0 | 0 | 0 | 0 | 0 | 0 | 0 | 0 | 0 | 0 | 0 | 0 | 0 | 0 | 0 | 0 | 0 | 0 | 0 | 0 | 0 | 0 | 0 | 0 | 0 | 0 | 0 | 0 | 0 | 0
| PA Presub | 899.4167 | 911.25 | 916.4167 | 921.6667 | 851.5 | 900.05 |  | 785 | 861 | 955 | 977 | 956 | 873 | 831 | 902 | 956 | 979 | 930 | 788 | 800 | 876 | 970 | 992 | 972 | 889 | 846 | 917 | 962 | 983 | 935 | 793 | 804 | 881 | 975 | 998 | 978 | 893 | 852 | 922 | 967 | 988 | 941 | 798 | 809 | 886 | 980 | 1003 | 983 | 899 | 857 | 928 | 972 | 994 | 946 | 803 | 814 | 891 | 986 | 911 | 892 | 807 | 765 | 836 | 881 | 903 | 841 | 691
|  | 1085.75 | 1040 | 1026.4167 | 1031.6667 | 939.25 | 1024.6167

## 2002e
M E D I U M L O A D S
2002 RATE FILING: 02/07/00
2001- 2 OPERATING YEAR RUN DATE: 02/08/00
ENERGY IN AVERAGE MEGAWATTS
|  | AUG | AUG | SEP | OCT | NOV | DEC | JAN | FEB | MAR | APR | APR | MAY | JUN | JUL | 12-MO
|  | AUG: 1-15; AUG: 16-31; APR: 1-15; APR: 16-30 | AVG
PRE-2001 LOADS
1 | FEDERAL AGENCIES | 148 | 148 | 140 | 0 | 0 | 0 | 0 | 0 | 0 | 0 | 0 | 0 | 0 | 0 | 24
2 | FEDERAL GPU TRANS LOSSES | 42 | 46 | 18 | 0 | 0 | 0 | 0 | 0 | 0 | 0 | 0 | 0 | 0 | 0 | 5
3 | FEDERAL NGP TRANS LOSSES | 96 | 96 | 90 | 0 | 0 | 0 | 0 | 0 | 0 | 0 | 0 | 0 | 0 | 0 | 15
4 | USBR | 161 | 161 | 109 | 0 | 0 | 0 | 0 | 0 | 0 | 0 | 0 | 0 | 0 | 0 | 22
5 | DSI FIRM LOAD | 2463 | 2463 | 2061 | 0 | 0 | 0 | 0 | 0 | 0 | 0 | 0 | 0 | 0 | 0 | 377
6 | DSI FIRM LOSSES | 64 | 64 | 54 | 0 | 0 | 0 | 0 | 0 | 0 | 0 | 0 | 0 | 0 | 0 | 10
7 | SM & NON GEN PUB PURCH 1/ | 2522 | 2525 | 2357 | 0 | 0 | 0 | 0 | 0 | 0 | 0 | 0 | 0 | 0 | 0 | 407
8 | FIRM SYSTEM LOAD | 5496 | 5503 | 4829 | 0 | 0 | 0 | 0 | 0 | 0 | 0 | 0 | 0 | 0 | 0 | 861
UTILITY TRANSFERS OUT
9 | EXPORTS 2/ | 1447 | 1447 | 1461 | 1425 | 1316 | 1338 | 1529 | 1531 | 1462 | 1448 | 1445 | 1533 | 1707 | 1709 | 1492
10 | CONTRACTS OUT 3/ | 872 | 872 | 899 | 1393 | 1719 | 1867 | 1860 | 1795 | 1583 | 1538 | 1538 | 1417 | 1490 | 1528 | 1497
11 | CSPE TO WEST GROUP UTIL 4/ | 95 | 95 | 95 | 95 | 95 | 95 | 95 | 95 | 95 | 92 | 92 | 92 | 92 | 92 | 94
12 | GEN PUB AGEN PSC PURCH 5/ | 1493 | 1505 | 1502 | 0 | 0 | 0 | 0 | 0 | 0 | 0 | 0 | 0 | 0 | 0 | 250
13 | IOU PSC PURCHASE 6/ | 0 | 0 | 0 | 0 | 0 | 0 | 0 | 0 | 0 | 0 | 0 | 0 | 0 | 0 | 0
14 | PUBLIC SALES POST-2001 | 0 | 0 | 0 | 3574 | 4128 | 5104 | 5978 | 6126 | 5075 | 4648 | 4648 | 3081 | 2515 | 2397 | 3552
15 | USBR SALES POST-2001 | 0 | 0 | 0 | 42 | 2 | 2 | 2 | 2 | 4 | 49 | 49 | 117 | 151 | 168 | 45
16 | IOU SALES POST-2001 | 0 | 0 | 0 | 1000 | 1000 | 1000 | 1000 | 1000 | 1000 | 1000 | 1000 | 1000 | 1000 | 1000 | 833
17 | DSI SALES POST-2001 | 0 | 0 | 0 | 990 | 990 | 990 | 990 | 990 | 990 | 990 | 990 | 990 | 990 | 990 | 825
18 | FED DIVERSITY 7/ | 0 | 0 | 0 | 0 | 0 | 0 | 0 | 0 | 0 | 0 | 0 | 0 | 0 | 0 | 0
19 | FIRM LOADS | 9403 | 9422 | 8786 | 8519 | 9250 | 10396 | 11454 | 11539 | 10209 | 9765 | 9762 | 8230 | 7945 | 7884 | 9449
HYDRO RESOURCES
20 | REGULATED HYDRO | 6769 | 6036 | 5770 | 6108 | 5945 | 7147 | 5857 | 6299 | 5118 | 5236 | 4958 | 7687 | 6286 | 7043 | 6230
21 | INDEPENDENT HYDRO | 424 | 422 | 359 | 384 | 304 | 236 | 175 | 195 | 273 | 433 | 512 | 707 | 741 | 445 | 393
22 | SUS. PKNG. ADJUSTMENT 8/ | 0 | 0 | 0 | 0 | 0 | 0 | 0 | 0 | 0 | 0 | 0 | 0 | 0 | 0 | 0
23 | CAN. ENT. NON-FED(CSPE) 9/ | 21 | 21 | 21 | 21 | 21 | 21 | 21 | 21 | 21 | 21 | 21 | 21 | 21 | 21 | 21
24 | CAN. ENT. NON-FED(CNDA) 10/ | 80 | 80 | 80 | 80 | 80 | 80 | 80 | 80 | 80 | 79 | 79 | 79 | 79 | 79 | 80
25 | RESTORATION 11/ | -26 | -26 | -26 | -26 | -26 | -26 | -26 | -26 | -26 | -26 | -26 | -26 | -26 | -26 | -26
26 | TOTAL HYDRO | 7268 | 6533 | 6204 | 6567 | 6324 | 7458 | 6107 | 6569 | 5466 | 5743 | 5544 | 8468 | 7101 | 7562 | 6698
OTHER RESOURCES
27 | SMALL THERMAL & MISC | 0 | 0 | 0 | 0 | 0 | 0 | 0 | 0 | 0 | 0 | 0 | 0 | 0 | 0 | 0
28 | COMBUSTION TURBINES | 0 | 0 | 0 | 0 | 0 | 0 | 0 | 0 | 0 | 0 | 0 | 0 | 0 | 0 | 0
29 | RENEWABLES 12/ | 27 | 27 | 27 | 28 | 29 | 31 | 32 | 31 | 31 | 30 | 30 | 27 | 27 | 27 | 29
30 | COGENERATION | 0 | 0 | 0 | 0 | 0 | 0 | 0 | 0 | 0 | 0 | 0 | 0 | 0 | 0 | 0
31 | IMPORTS 13/ | 197 | 197 | 230 | 255 | 255 | 310 | 284 | 240 | 203 | 204 | 173 | 82 | 174 | 205 | 219
32 | CONTRACTS IN 14/ | 322 | 322 | 434 | 434 | 434 | 434 | 434 | 434 | 434 | 429 | 429 | 317 | 429 | 317 | 404
33 | LARGE THERMAL 15/ | 1000 | 1000 | 1000 | 1000 | 1000 | 1000 | 1000 | 1000 | 1000 | 1000 | 1000 | 1000 | 1000 | 1000 | 1000
34 | NON-UTILITY GENERATION 16/ | 12 | 12 | 13 | 13 | 16 | 19 | 19 | 19 | 17 | 16 | 16 | 15 | 16 | 13 | 16
35 | RESOURCE ACQUISITIONS 17/ | 0 | 0 | 0 | 0 | 0 | 0 | 0 | 0 | 0 | 0 | 0 | 0 | 0 | 0 | 0
36 | AUGMENT PURCHASE POST 2001 | 0 | 0 | 0 | 1309 | 1309 | 1309 | 1309 | 1309 | 1309 | 1309 | 1309 | 1309 | 1309 | 1309 | 1091
37 | TOTAL RESOURCES | 8826 | 8091 | 7908 | 9606 | 9367 | 10562 | 9185 | 9602 | 8460 | 8731 | 8501 | 11218 | 10056 | 10433 | 9456
RESERVES MAINTENANCE & DISTRIBUTION LOSSES
38 | HYD SM THRM & MISC RES 18/ | 0 | 0 | 0 | 0 | 0 | 0 | 0 | 0 | 0 | 0 | 0 | 0 | 0 | 0 | 0
39 | LARGE THERMAL RESERVES 19/ | 0 | 0 | 0 | 0 | 0 | 0 | 0 | 0 | 0 | 0 | 0 | 0 | 0 | 0 | 0
40 | SPINNING RESERVES 20/ | 0 | 0 | 0 | 0 | 0 | 0 | 0 | 0 | 0 | 0 | 0 | 0 | 0 | 0 | 0
41 | FEDERAL HYDRO MAINT 21/ | 0 | 0 | 0 | 0 | 0 | 0 | 0 | 0 | 0 | 0 | 0 | 0 | 0 | 0 | 0
42 | FED TRANSMISSION LOSSES | 0 | 0 | 0 | -271 | -264 | -298 | -259 | -271 | -239 | -246 | -240 | -316 | -284 | -294 | -228
43 | NET RESOURCES | 8826 | 8091 | 7908 | 9335 | 9103 | 10264 | 8926 | 9331 | 8221 | 8485 | 8261 | 10902 | 9773 | 10139 | 9228
SURPLUS/DEFICITS
44 | FIRM SURPLUS/DEFICIT | -577 | -1331 | -878 | 816 | -147 | -132 | -2528 | -2208 | -1988 | -1280 | -1501 | 2672 | 1828 | 2255 | -221
NOTE: 1. THE FOLLOWING CONTRACTS ARE SHOWN AS POWER SALES THROUGH THE STUDY HORIZON.
A. BPA TO BURBANK: PS & C/N/X C. BPA TO PASADENA: PS & C/N/X
B. BPA TO GLENDALE: PS & C/N/X D. BPA TO SCE: PS & C/N/X
2. SCE TO BPA: OPTION ENERGY IS NOT INCLUDED IN THIS STUDY.
3. BPA TO SCE: OPTION CAPACITY IS INCLUDED THROUGH OY 2004.
4. THE FOLLOWING CONTRACTS ARE RESOURCE OPTIONS AND NOT INCLUDED THROUGH THE STUDY HORIZON.
A. BURBANK TO BPA: SUPPLEMENTAL ENERGY C. PASADENA TO BPA: SUPPLEMENTAL ENERGY
B. GLENDALE TO BPA: SUPPLEMENTAL ENERGY D. SCE TO BPA: SUPPLEMENTAL ENERGY
| PA Power Sales | 310 | 310 | 309 | 178 | 174 | 174 | 170 | 170 | 170 | 200 | 200 | 200 | 200 | 200 | 202
| PA SSP | 0 | 0 | 13 | 0 | 0 | 0 | 0 | 0 | 0 | 0 | 0 | 0 | 0 | 0 | 1
| PA Presub | 111 | 111 | 97 | 785 | 861 | 955 | 977 | 956 | 873 | 831 | 831 | 902 | 956 | 979 | 773

## 2003e
M E D I U M L O A D S
2002 RATE FILING: 02/07/00
2002- 3 OPERATING YEAR RUN DATE: 02/08/00
ENERGY IN AVERAGE MEGAWATTS
|  | AUG | AUG | SEP | OCT | NOV | DEC | JAN | FEB | MAR | APR | APR | MAY | JUN | JUL | 12-MO
|  | AUG: 1-15; AUG: 16-31; APR: 1-15; APR: 16-30 | AVG
PRE-2001 LOADS
1 | FEDERAL AGENCIES | 0 | 0 | 0 | 0 | 0 | 0 | 0 | 0 | 0 | 0 | 0 | 0 | 0 | 0 | 0
2 | FEDERAL GPU TRANS LOSSES | 0 | 0 | 0 | 0 | 0 | 0 | 0 | 0 | 0 | 0 | 0 | 0 | 0 | 0 | 0
3 | FEDERAL NGP TRANS LOSSES | 0 | 0 | 0 | 0 | 0 | 0 | 0 | 0 | 0 | 0 | 0 | 0 | 0 | 0 | 0
4 | USBR | 0 | 0 | 0 | 0 | 0 | 0 | 0 | 0 | 0 | 0 | 0 | 0 | 0 | 0 | 0
5 | DSI FIRM LOAD | 0 | 0 | 0 | 0 | 0 | 0 | 0 | 0 | 0 | 0 | 0 | 0 | 0 | 0 | 0
6 | DSI FIRM LOSSES | 0 | 0 | 0 | 0 | 0 | 0 | 0 | 0 | 0 | 0 | 0 | 0 | 0 | 0 | 0
7 | SM & NON GEN PUB PURCH 1/ | 0 | 0 | 0 | 0 | 0 | 0 | 0 | 0 | 0 | 0 | 0 | 0 | 0 | 0 | 0
8 | FIRM SYSTEM LOAD | 0 | 0 | 0 | 0 | 0 | 0 | 0 | 0 | 0 | 0 | 0 | 0 | 0 | 0 | 0
UTILITY TRANSFERS OUT
9 | EXPORTS 2/ | 1649 | 1649 | 1664 | 1594 | 1486 | 1510 | 1291 | 1291 | 1222 | 1450 | 1447 | 1535 | 1753 | 1745 | 1516
10 | CONTRACTS OUT 3/ | 1460 | 1460 | 1346 | 1394 | 1724 | 1873 | 1794 | 1729 | 1517 | 1436 | 1436 | 1315 | 1379 | 1416 | 1532
11 | CSPE TO WEST GROUP UTIL 4/ | 92 | 92 | 92 | 92 | 92 | 92 | 92 | 92 | 92 | 0 | 0 | 0 | 0 | 61
12 | GEN PUB AGEN PSC PURCH 5/ | 0 | 0 | 0 | 0 | 0 | 0 | 0 | 0 | 0 | 0 | 0 | 0 | 0 | 0 | 0
13 | IOU PSC PURCHASE 6/ | 0 | 0 | 0 | 0 | 0 | 0 | 0 | 0 | 0 | 0 | 0 | 0 | 0 | 0 | 0
14 | PUBLIC SALES POST-2001 | 3060 | 3060 | 4029 | 3634 | 4190 | 5173 | 6038 | 6193 | 5133 | 4772 | 4772 | 3189 | 2635 | 2520 | 4214
15 | USBR SALES POST-2001 | 161 | 161 | 109 | 42 | 2 | 2 | 2 | 2 | 4 | 49 | 49 | 117 | 151 | 168 | 60
16 | IOU SALES POST-2001 | 1000 | 1000 | 1000 | 1000 | 1000 | 1000 | 1000 | 1000 | 1000 | 1000 | 1000 | 1000 | 1000 | 1000 | 1000
17 | DSI SALES POST-2001 | 990 | 990 | 990 | 990 | 990 | 990 | 990 | 990 | 990 | 990 | 990 | 990 | 990 | 990 | 990
18 | FED DIVERSITY 7/ | 0 | 0 | 0 | 0 | 0 | 0 | 0 | 0 | 0 | 0 | 0 | 0 | 0 | 0 | 0
19 | FIRM LOADS | 8412 | 8412 | 9230 | 8746 | 9484 | 10640 | 11207 | 11297 | 9958 | 9697 | 9694 | 8146 | 7908 | 7839 | 9380
HYDRO RESOURCES
20 | REGULATED HYDRO | 6779 | 6042 | 5776 | 6115 | 5953 | 7156 | 5867 | 6305 | 5124 | 5244 | 4967 | 7697 | 6293 | 7049 | 6238
21 | INDEPENDENT HYDRO | 431 | 429 | 366 | 384 | 304 | 236 | 175 | 195 | 273 | 433 | 512 | 707 | 741 | 445 | 394
22 | SUS. PKNG. ADJUSTMENT 8/ | 0 | 0 | 0 | 0 | 0 | 0 | 0 | 0 | 0 | 0 | 0 | 0 | 0 | 0 | 0
23 | CAN. ENT. NON-FED(CSPE) 9/ | 21 | 21 | 21 | 21 | 21 | 21 | 21 | 21 | 21 | 0 | 0 | 0 | 0 | 14
24 | CAN. ENT. NON-FED(CNDA) 10/ | 79 | 79 | 79 | 79 | 79 | 79 | 79 | 79 | 79 | 143 | 143 | 143 | 143 | 143 | 100
25 | RESTORATION 11/ | -26 | -26 | -26 | -26 | -26 | -26 | -26 | -26 | -26 | -26 | -26 | -26 | -26 | -26 | -26
26 | TOTAL HYDRO | 7284 | 6545 | 6216 | 6573 | 6331 | 7466 | 6116 | 6574 | 5471 | 5794 | 5596 | 8521 | 7151 | 7611 | 6720
OTHER RESOURCES
27 | SMALL THERMAL & MISC | 0 | 0 | 0 | 0 | 0 | 0 | 0 | 0 | 0 | 0 | 0 | 0 | 0 | 0 | 0
28 | COMBUSTION TURBINES | 0 | 0 | 0 | 0 | 0 | 0 | 0 | 0 | 0 | 0 | 0 | 0 | 0 | 0 | 0
29 | RENEWABLES 12/ | 27 | 27 | 27 | 28 | 29 | 31 | 32 | 31 | 31 | 30 | 30 | 27 | 27 | 27 | 29
30 | COGENERATION | 0 | 0 | 0 | 0 | 0 | 0 | 0 | 0 | 0 | 0 | 0 | 0 | 0 | 0 | 0
31 | IMPORTS 13/ | 197 | 197 | 230 | 255 | 255 | 310 | 284 | 240 | 203 | 204 | 173 | 82 | 174 | 205 | 219
32 | CONTRACTS IN 14/ | 317 | 317 | 429 | 429 | 429 | 429 | 429 | 429 | 429 | 387 | 387 | 275 | 387 | 275 | 387
33 | LARGE THERMAL 15/ | 1000 | 1000 | 1000 | 1000 | 1000 | 1000 | 1000 | 1000 | 1000 | 1000 | 0 | 0 | 1000 | 1000 | 875
34 | NON-UTILITY GENERATION 16/ | 12 | 12 | 13 | 13 | 47 | 50 | 50 | 49 | 48 | 46 | 46 | 37 | 47 | 44 | 38
35 | RESOURCE ACQUISITIONS 17/ | 0 | 0 | 0 | 0 | 0 | 0 | 0 | 0 | 0 | 0 | 0 | 0 | 0 | 0 | 0
36 | AUGMENT PURCHASE POST 2001 | 1309 | 1309 | 1309 | 1368 | 1368 | 1368 | 1368 | 1368 | 1368 | 1368 | 1368 | 1368 | 1368 | 1368 | 1358
37 | TOTAL RESOURCES | 10146 | 9407 | 9224 | 9666 | 9459 | 10654 | 9279 | 9691 | 8550 | 8829 | 7600 | 10311 | 10154 | 10530 | 9626
RESERVES MAINTENANCE & DISTRIBUTION LOSSES
38 | HYD SM THRM & MISC RES 18/ | 0 | 0 | 0 | 0 | 0 | 0 | 0 | 0 | 0 | 0 | 0 | 0 | 0 | 0 | 0
39 | LARGE THERMAL RESERVES 19/ | 0 | 0 | 0 | 0 | 0 | 0 | 0 | 0 | 0 | 0 | 0 | 0 | 0 | 0 | 0
40 | SPINNING RESERVES 20/ | 0 | 0 | 0 | 0 | 0 | 0 | 0 | 0 | 0 | 0 | 0 | 0 | 0 | 0 | 0
41 | FEDERAL HYDRO MAINT 21/ | 0 | 0 | 0 | 0 | 0 | 0 | 0 | 0 | 0 | 0 | 0 | 0 | 0 | 0 | 0
42 | FED TRANSMISSION LOSSES | -286 | -265 | -260 | -273 | -267 | -300 | -262 | -273 | -241 | -249 | -214 | -291 | -286 | -297 | -271
43 | NET RESOURCES | 9860 | 9142 | 8964 | 9394 | 9192 | 10354 | 9017 | 9418 | 8309 | 8580 | 7386 | 10020 | 9867 | 10233 | 9354
SURPLUS/DEFICITS
44 | FIRM SURPLUS/DEFICIT | 1448 | 730 | -266 | 648 | -292 | -286 | -2190 | -1879 | -1649 | -1117 | -2308 | 1874 | 1959 | 2394 | -26
NOTE: 1. THE FOLLOWING CONTRACTS ARE SHOWN AS POWER SALES THROUGH THE STUDY HORIZON.
A. BPA TO BURBANK: PS & C/N/X C. BPA TO PASADENA: PS & C/N/X
B. BPA TO GLENDALE: PS & C/N/X D. BPA TO SCE: PS & C/N/X
2. SCE TO BPA: OPTION ENERGY IS NOT INCLUDED IN THIS STUDY.
3. BPA TO SCE: OPTION CAPACITY IS INCLUDED THROUGH OY 2004.
4. THE FOLLOWING CONTRACTS ARE RESOURCE OPTIONS AND NOT INCLUDED THROUGH THE STUDY HORIZON.
A. BURBANK TO BPA: SUPPLEMENTAL ENERGY C. PASADENA TO BPA: SUPPLEMENTAL ENERGY
B. GLENDALE TO BPA: SUPPLEMENTAL ENERGY D. SCE TO BPA: SUPPLEMENTAL ENERGY
| PA Power Sales | 200 | 200 | 200 | 170 | 170 | 170 | 95 | 95 | 95 | 125 | 125 | 125 | 125 | 125 | 141
| PA SSP | 0 | 0 | 0 | 0 | 0 | 0 | 0 | 0 | 0 | 0 | 0 | 0 | 0 | 0 | 0
| PA Presub | 930 | 930 | 788 | 800 | 876 | 970 | 992 | 972 | 889 | 846 | 846 | 917 | 962 | 983 | 910

## 2004e
M E D I U M L O A D S
2002 RATE FILING: 02/07/00
2003- 4 OPERATING YEAR RUN DATE: 02/08/00
ENERGY IN AVERAGE MEGAWATTS
|  | AUG | AUG | SEP | OCT | NOV | DEC | JAN | FEB | MAR | APR | APR | MAY | JUN | JUL | 12-MO
|  | AUG: 1-15; AUG: 16-31; APR: 1-15; APR: 16-30 | AVG
PRE-2001 LOADS
1 | FEDERAL AGENCIES | 0 | 0 | 0 | 0 | 0 | 0 | 0 | 0 | 0 | 0 | 0 | 0 | 0 | 0 | 0
2 | FEDERAL GPU TRANS LOSSES | 0 | 0 | 0 | 0 | 0 | 0 | 0 | 0 | 0 | 0 | 0 | 0 | 0 | 0 | 0
3 | FEDERAL NGP TRANS LOSSES | 0 | 0 | 0 | 0 | 0 | 0 | 0 | 0 | 0 | 0 | 0 | 0 | 0 | 0 | 0
4 | USBR | 0 | 0 | 0 | 0 | 0 | 0 | 0 | 0 | 0 | 0 | 0 | 0 | 0 | 0 | 0
5 | DSI FIRM LOAD | 0 | 0 | 0 | 0 | 0 | 0 | 0 | 0 | 0 | 0 | 0 | 0 | 0 | 0 | 0
6 | DSI FIRM LOSSES | 0 | 0 | 0 | 0 | 0 | 0 | 0 | 0 | 0 | 0 | 0 | 0 | 0 | 0 | 0
7 | SM & NON GEN PUB PURCH 1/ | 0 | 0 | 0 | 0 | 0 | 0 | 0 | 0 | 0 | 0 | 0 | 0 | 0 | 0 | 0
8 | FIRM SYSTEM LOAD | 0 | 0 | 0 | 0 | 0 | 0 | 0 | 0 | 0 | 0 | 0 | 0 | 0 | 0 | 0
UTILITY TRANSFERS OUT
9 | EXPORTS 2/ | 1671 | 1671 | 1688 | 1617 | 1512 | 1530 | 1311 | 1311 | 1242 | 1227 | 1224 | 1313 | 1522 | 1524 | 1456
10 | CONTRACTS OUT 3/ | 1348 | 1348 | 1235 | 1282 | 1612 | 1762 | 1759 | 1694 | 1481 | 1443 | 1442 | 1321 | 1384 | 1421 | 1478
11 | CSPE TO WEST GROUP UTIL 4/ | 0 | 0 | 0 | 0 | 0 | 0 | 0 | 0 | 0 | 0 | 0 | 0 | 0 | 0 | 0
12 | GEN PUB AGEN PSC PURCH 5/ | 0 | 0 | 0 | 0 | 0 | 0 | 0 | 0 | 0 | 0 | 0 | 0 | 0 | 0 | 0
13 | IOU PSC PURCHASE 6/ | 0 | 0 | 0 | 0 | 0 | 0 | 0 | 0 | 0 | 0 | 0 | 0 | 0 | 0 | 0
14 | PUBLIC SALES POST-2001 | 3182 | 3182 | 4150 | 3763 | 4328 | 5317 | 6230 | 6270 | 5330 | 5037 | 5037 | 3182 | 2727 | 2615 | 4344
15 | USBR SALES POST-2001 | 161 | 161 | 109 | 42 | 2 | 2 | 2 | 2 | 4 | 49 | 49 | 117 | 151 | 168 | 60
16 | IOU SALES POST-2001 | 1000 | 1000 | 1000 | 1000 | 1000 | 1000 | 1000 | 1000 | 1000 | 1000 | 1000 | 1000 | 1000 | 1000 | 1000
17 | DSI SALES POST-2001 | 990 | 990 | 990 | 990 | 990 | 990 | 990 | 990 | 990 | 990 | 990 | 990 | 990 | 990 | 990
18 | FED DIVERSITY 7/ | 0 | 0 | 0 | 0 | 0 | 0 | 0 | 0 | 0 | 0 | 0 | 0 | 0 | 0 | 0
19 | FIRM LOADS | 8352 | 8352 | 9172 | 8694 | 9444 | 10601 | 11292 | 11267 | 10047 | 9746 | 9742 | 7923 | 7774 | 7718 | 9336
HYDRO RESOURCES
20 | REGULATED HYDRO | 6788 | 6050 | 5783 | 6122 | 5961 | 7165 | 5877 | 6311 | 5129 | 5253 | 4975 | 7705 | 6300 | 7055 | 6245
21 | INDEPENDENT HYDRO | 431 | 429 | 366 | 384 | 304 | 236 | 175 | 195 | 273 | 433 | 512 | 707 | 741 | 445 | 394
22 | SUS. PKNG. ADJUSTMENT 8/ | 0 | 0 | 0 | 0 | 0 | 0 | 0 | 0 | 0 | 0 | 0 | 0 | 0 | 0 | 0
23 | CAN. ENT. NON-FED(CSPE) 9/ | 0 | 0 | 0 | 0 | 0 | 0 | 0 | 0 | 0 | 0 | 0 | 0 | 0 | 0 | 0
24 | CAN. ENT. NON-FED(CNDA) 10/ | 143 | 143 | 143 | 143 | 143 | 143 | 143 | 143 | 143 | 150 | 150 | 150 | 150 | 150 | 145
25 | RESTORATION 11/ | -26 | -26 | -26 | -26 | -26 | -26 | -26 | -26 | -26 | -26 | -26 | -26 | -26 | -26 | -26
26 | TOTAL HYDRO | 7336 | 6596 | 6266 | 6623 | 6382 | 7518 | 6169 | 6623 | 5519 | 5810 | 5611 | 8536 | 7165 | 7624 | 6759
OTHER RESOURCES
27 | SMALL THERMAL & MISC | 0 | 0 | 0 | 0 | 0 | 0 | 0 | 0 | 0 | 0 | 0 | 0 | 0 | 0 | 0
28 | COMBUSTION TURBINES | 0 | 0 | 0 | 0 | 0 | 0 | 0 | 0 | 0 | 0 | 0 | 0 | 0 | 0 | 0
29 | RENEWABLES 12/ | 27 | 27 | 27 | 28 | 29 | 31 | 32 | 31 | 31 | 30 | 30 | 27 | 27 | 27 | 29
30 | COGENERATION | 0 | 0 | 0 | 0 | 0 | 0 | 0 | 0 | 0 | 0 | 0 | 0 | 0 | 0 | 0
31 | IMPORTS 13/ | 197 | 197 | 230 | 255 | 255 | 310 | 284 | 240 | 203 | 204 | 173 | 82 | 174 | 205 | 219
32 | CONTRACTS IN 14/ | 275 | 275 | 387 | 387 | 387 | 387 | 387 | 387 | 387 | 387 | 387 | 275 | 387 | 275 | 359
33 | LARGE THERMAL 15/ | 1000 | 1000 | 1000 | 1000 | 1000 | 1000 | 1000 | 1000 | 1000 | 1000 | 1000 | 1000 | 1000 | 1000 | 1000
34 | NON-UTILITY GENERATION 16/ | 43 | 43 | 44 | 42 | 47 | 50 | 50 | 49 | 48 | 46 | 46 | 37 | 47 | 44 | 45
35 | RESOURCE ACQUISITIONS 17/ | 0 | 0 | 0 | 0 | 0 | 0 | 0 | 0 | 0 | 0 | 0 | 0 | 0 | 0 | 0
36 | AUGMENT PURCHASE POST 2001 | 1368 | 1368 | 1368 | 1175 | 1175 | 1175 | 1175 | 1175 | 1175 | 1175 | 1175 | 1175 | 1175 | 1175 | 1207
37 | TOTAL RESOURCES | 10246 | 9506 | 9322 | 9510 | 9275 | 10471 | 9097 | 9505 | 8362 | 8652 | 8422 | 11132 | 9974 | 10350 | 9618
RESERVES MAINTENANCE & DISTRIBUTION LOSSES
38 | HYD SM THRM & MISC RES 18/ | 0 | 0 | 0 | 0 | 0 | 0 | 0 | 0 | 0 | 0 | 0 | 0 | 0 | 0 | 0
39 | LARGE THERMAL RESERVES 19/ | 0 | 0 | 0 | 0 | 0 | 0 | 0 | 0 | 0 | 0 | 0 | 0 | 0 | 0 | 0
40 | SPINNING RESERVES 20/ | 0 | 0 | 0 | 0 | 0 | 0 | 0 | 0 | 0 | 0 | 0 | 0 | 0 | 0 | 0
41 | FEDERAL HYDRO MAINT 21/ | 0 | 0 | 0 | 0 | 0 | 0 | 0 | 0 | 0 | 0 | 0 | 0 | 0 | 0 | 0
42 | FED TRANSMISSION LOSSES | -289 | -268 | -263 | -268 | -262 | -295 | -257 | -268 | -236 | -244 | -238 | -314 | -281 | -292 | -271
43 | NET RESOURCES | 9957 | 9238 | 9059 | 9241 | 9013 | 10176 | 8840 | 9237 | 8127 | 8408 | 8185 | 10818 | 9693 | 10058 | 9346
SURPLUS/DEFICITS
44 | FIRM SURPLUS/DEFICIT | 1605 | 886 | -113 | 547 | -431 | -425 | -2452 | -2030 | -1920 | -1338 | -1557 | 2895 | 1919 | 2340 | 11
NOTE: 1. THE FOLLOWING CONTRACTS ARE SHOWN AS POWER SALES THROUGH THE STUDY HORIZON.
A. BPA TO BURBANK: PS & C/N/X C. BPA TO PASADENA: PS & C/N/X
B. BPA TO GLENDALE: PS & C/N/X D. BPA TO SCE: PS & C/N/X
2. SCE TO BPA: OPTION ENERGY IS NOT INCLUDED IN THIS STUDY.
3. BPA TO SCE: OPTION CAPACITY IS INCLUDED THROUGH OY 2004.
4. THE FOLLOWING CONTRACTS ARE RESOURCE OPTIONS AND NOT INCLUDED THROUGH THE STUDY HORIZON.
A. BURBANK TO BPA: SUPPLEMENTAL ENERGY C. PASADENA TO BPA: SUPPLEMENTAL ENERGY
B. GLENDALE TO BPA: SUPPLEMENTAL ENERGY D. SCE TO BPA: SUPPLEMENTAL ENERGY
| PA Power Sales | 125 | 125 | 125 | 95 | 95 | 95 | 95 | 95 | 95 | 125 | 125 | 125 | 125 | 125 | 110
| PA SSP | 0 | 0 | 0 | 0 | 0 | 0 | 0 | 0 | 0 | 0 | 0 | 0 | 0 | 0 | 0
| PA Presub | 935 | 935 | 793 | 804 | 881 | 975 | 998 | 978 | 893 | 852 | 852 | 922 | 967 | 988 | 916

## 2005e
M E D I U M L O A D S
2002 RATE FILING: 02/07/00
2004- 5 OPERATING YEAR RUN DATE: 02/08/00
ENERGY IN AVERAGE MEGAWATTS
|  | AUG | AUG | SEP | OCT | NOV | DEC | JAN | FEB | MAR | APR | APR | MAY | JUN | JUL | 12-MO
|  | AUG: 1-15; AUG: 16-31; APR: 1-15; APR: 16-30 | AVG
PRE-2001 LOADS
1 | FEDERAL AGENCIES | 0 | 0 | 0 | 0 | 0 | 0 | 0 | 0 | 0 | 0 | 0 | 0 | 0 | 0 | 0
2 | FEDERAL GPU TRANS LOSSES | 0 | 0 | 0 | 0 | 0 | 0 | 0 | 0 | 0 | 0 | 0 | 0 | 0 | 0 | 0
3 | FEDERAL NGP TRANS LOSSES | 0 | 0 | 0 | 0 | 0 | 0 | 0 | 0 | 0 | 0 | 0 | 0 | 0 | 0 | 0
4 | USBR | 0 | 0 | 0 | 0 | 0 | 0 | 0 | 0 | 0 | 0 | 0 | 0 | 0 | 0 | 0
5 | DSI FIRM LOAD | 0 | 0 | 0 | 0 | 0 | 0 | 0 | 0 | 0 | 0 | 0 | 0 | 0 | 0 | 0
6 | DSI FIRM LOSSES | 0 | 0 | 0 | 0 | 0 | 0 | 0 | 0 | 0 | 0 | 0 | 0 | 0 | 0 | 0
7 | SM & NON GEN PUB PURCH 1/ | 0 | 0 | 0 | 0 | 0 | 0 | 0 | 0 | 0 | 0 | 0 | 0 | 0 | 0 | 0
8 | FIRM SYSTEM LOAD | 0 | 0 | 0 | 0 | 0 | 0 | 0 | 0 | 0 | 0 | 0 | 0 | 0 | 0 | 0
UTILITY TRANSFERS OUT
9 | EXPORTS 2/ | 1380 | 1380 | 1396 | 1335 | 1304 | 1325 | 1311 | 1313 | 1242 | 1228 | 1225 | 1314 | 1447 | 1449 | 1337
10 | CONTRACTS OUT 3/ | 1353 | 1353 | 1240 | 1287 | 1618 | 1767 | 1764 | 1700 | 1486 | 1448 | 1447 | 1326 | 1390 | 1427 | 1484
11 | CSPE TO WEST GROUP UTIL 4/ | 0 | 0 | 0 | 0 | 0 | 0 | 0 | 0 | 0 | 0 | 0 | 0 | 0 | 0 | 0
12 | GEN PUB AGEN PSC PURCH 5/ | 0 | 0 | 0 | 0 | 0 | 0 | 0 | 0 | 0 | 0 | 0 | 0 | 0 | 0 | 0
13 | IOU PSC PURCHASE 6/ | 0 | 0 | 0 | 0 | 0 | 0 | 0 | 0 | 0 | 0 | 0 | 0 | 0 | 0 | 0
14 | PUBLIC SALES POST-2001 | 3272 | 3272 | 4244 | 3841 | 4414 | 5413 | 6279 | 6442 | 5378 | 5087 | 5087 | 3216 | 2761 | 2662 | 4417
15 | USBR SALES POST-2001 | 161 | 161 | 109 | 42 | 2 | 2 | 2 | 2 | 4 | 49 | 49 | 117 | 151 | 168 | 60
16 | IOU SALES POST-2001 | 1000 | 1000 | 1000 | 1000 | 1000 | 1000 | 1000 | 1000 | 1000 | 1000 | 1000 | 1000 | 1000 | 1000 | 1000
17 | DSI SALES POST-2001 | 990 | 990 | 990 | 990 | 990 | 990 | 990 | 990 | 990 | 990 | 990 | 990 | 990 | 990 | 990
18 | FED DIVERSITY 7/ | 0 | 0 | 0 | 0 | 0 | 0 | 0 | 0 | 0 | 0 | 0 | 0 | 0 | 0 | 0
19 | FIRM LOADS | 8156 | 8156 | 8979 | 8495 | 9328 | 10497 | 11346 | 11447 | 10100 | 9802 | 9798 | 7963 | 7739 | 7696 | 9295
HYDRO RESOURCES
20 | REGULATED HYDRO | 6797 | 6056 | 5789 | 6129 | 5970 | 7174 | 5887 | 6317 | 5135 | 5261 | 4983 | 7713 | 6307 | 7060 | 6252
21 | INDEPENDENT HYDRO | 431 | 429 | 366 | 384 | 304 | 236 | 175 | 195 | 273 | 433 | 512 | 707 | 741 | 445 | 394
22 | SUS. PKNG. ADJUSTMENT 8/ | 0 | 0 | 0 | 0 | 0 | 0 | 0 | 0 | 0 | 0 | 0 | 0 | 0 | 0 | 0
23 | CAN. ENT. NON-FED(CSPE) 9/ | 0 | 0 | 0 | 0 | 0 | 0 | 0 | 0 | 0 | 0 | 0 | 0 | 0 | 0 | 0
24 | CAN. ENT. NON-FED(CNDA) 10/ | 150 | 150 | 150 | 150 | 150 | 150 | 150 | 150 | 150 | 145 | 145 | 145 | 145 | 145 | 148
25 | RESTORATION 11/ | -26 | -26 | -26 | -26 | -26 | -26 | -26 | -26 | -26 | -26 | -26 | -26 | -26 | -26 | -26
26 | TOTAL HYDRO | 7352 | 6609 | 6279 | 6637 | 6398 | 7534 | 6186 | 6636 | 5532 | 5813 | 5614 | 8539 | 7167 | 7624 | 6769
OTHER RESOURCES
27 | SMALL THERMAL & MISC | 0 | 0 | 0 | 0 | 0 | 0 | 0 | 0 | 0 | 0 | 0 | 0 | 0 | 0 | 0
28 | COMBUSTION TURBINES | 0 | 0 | 0 | 0 | 0 | 0 | 0 | 0 | 0 | 0 | 0 | 0 | 0 | 0 | 0
29 | RENEWABLES 12/ | 27 | 27 | 27 | 28 | 29 | 31 | 32 | 31 | 31 | 30 | 30 | 27 | 27 | 27 | 29
30 | COGENERATION | 0 | 0 | 0 | 0 | 0 | 0 | 0 | 0 | 0 | 0 | 0 | 0 | 0 | 0 | 0
31 | IMPORTS 13/ | 110 | 110 | 143 | 180 | 248 | 303 | 277 | 233 | 203 | 204 | 173 | 82 | 100 | 131 | 183
32 | CONTRACTS IN 14/ | 275 | 275 | 387 | 387 | 387 | 387 | 387 | 387 | 387 | 387 | 387 | 275 | 387 | 275 | 359
33 | LARGE THERMAL 15/ | 1000 | 1000 | 1000 | 1000 | 1000 | 1000 | 1000 | 1000 | 1000 | 1000 | 0 | 0 | 1000 | 1000 | 875
34 | NON-UTILITY GENERATION 16/ | 43 | 43 | 44 | 42 | 47 | 50 | 50 | 49 | 48 | 46 | 46 | 37 | 47 | 44 | 45
35 | RESOURCE ACQUISITIONS 17/ | 0 | 0 | 0 | 0 | 0 | 0 | 0 | 0 | 0 | 0 | 0 | 0 | 0 | 0 | 0
36 | AUGMENT PURCHASE POST 2001 | 1175 | 1175 | 1175 | 1315 | 1315 | 1315 | 1315 | 1315 | 1315 | 1315 | 1315 | 1315 | 1315 | 1315 | 1292
37 | TOTAL RESOURCES | 9982 | 9239 | 9055 | 9589 | 9424 | 10620 | 9247 | 9651 | 8516 | 8796 | 7566 | 10276 | 10043 | 10416 | 9552
RESERVES MAINTENANCE & DISTRIBUTION LOSSES
38 | HYD SM THRM & MISC RES 18/ | 0 | 0 | 0 | 0 | 0 | 0 | 0 | 0 | 0 | 0 | 0 | 0 | 0 | 0 | 0
39 | LARGE THERMAL RESERVES 19/ | 0 | 0 | 0 | 0 | 0 | 0 | 0 | 0 | 0 | 0 | 0 | 0 | 0 | 0 | 0
40 | SPINNING RESERVES 20/ | 0 | 0 | 0 | 0 | 0 | 0 | 0 | 0 | 0 | 0 | 0 | 0 | 0 | 0 | 0
41 | FEDERAL HYDRO MAINT 21/ | 0 | 0 | 0 | 0 | 0 | 0 | 0 | 0 | 0 | 0 | 0 | 0 | 0 | 0 | 0
42 | FED TRANSMISSION LOSSES | -281 | -261 | -255 | -270 | -266 | -299 | -261 | -272 | -240 | -248 | -213 | -290 | -283 | -294 | -269
43 | NET RESOURCES | 9700 | 8978 | 8799 | 9319 | 9158 | 10321 | 8986 | 9379 | 8276 | 8548 | 7352 | 9986 | 9760 | 10122 | 9283
SURPLUS/DEFICITS
44 | FIRM SURPLUS/DEFICIT | 1544 | 822 | -180 | 824 | -170 | -176 | -2360 | -2068 | -1824 | -1254 | -2446 | 2023 | 2021 | 2426 | -13
NOTE: 1. THE FOLLOWING CONTRACTS ARE SHOWN AS POWER SALES THROUGH THE STUDY HORIZON.
A. BPA TO BURBANK: PS & C/N/X C. BPA TO PASADENA: PS & C/N/X
B. BPA TO GLENDALE: PS & C/N/X D. BPA TO SCE: PS & C/N/X
2. SCE TO BPA: OPTION ENERGY IS NOT INCLUDED IN THIS STUDY.
3. BPA TO SCE: OPTION CAPACITY IS INCLUDED THROUGH OY 2004.
4. THE FOLLOWING CONTRACTS ARE RESOURCE OPTIONS AND NOT INCLUDED THROUGH THE STUDY HORIZON.
A. BURBANK TO BPA: SUPPLEMENTAL ENERGY C. PASADENA TO BPA: SUPPLEMENTAL ENERGY
B. GLENDALE TO BPA: SUPPLEMENTAL ENERGY D. SCE TO BPA: SUPPLEMENTAL ENERGY
| PA Power Sales | 125 | 125 | 125 | 95 | 95 | 95 | 95 | 95 | 95 | 125 | 125 | 125 | 125 | 125 | 110
| PA SSP | 0 | 0 | 0 | 0 | 0 | 0 | 0 | 0 | 0 | 0 | 0 | 0 | 0 | 0 | 0
| PA Presub | 941 | 941 | 798 | 809 | 886 | 980 | 1003 | 983 | 899 | 857 | 857 | 928 | 972 | 994 | 921

## 2006e
M E D I U M L O A D S
2002 RATE FILING: 02/07/00
2005- 6 OPERATING YEAR RUN DATE: 02/08/00
ENERGY IN AVERAGE MEGAWATTS
|  | AUG | AUG | SEP | OCT | NOV | DEC | JAN | FEB | MAR | APR | APR | MAY | JUN | JUL | 12-MO
|  | AUG: 1-15; AUG: 16-31; APR: 1-15; APR: 16-30 | AVG
PRE-2001 LOADS
1 | FEDERAL AGENCIES | 0 | 0 | 0 | 0 | 0 | 0 | 0 | 0 | 0 | 0 | 0 | 0 | 0 | 0 | 0
2 | FEDERAL GPU TRANS LOSSES | 0 | 0 | 0 | 0 | 0 | 0 | 0 | 0 | 0 | 0 | 0 | 0 | 0 | 0 | 0
3 | FEDERAL NGP TRANS LOSSES | 0 | 0 | 0 | 0 | 0 | 0 | 0 | 0 | 0 | 0 | 0 | 0 | 0 | 0 | 0
4 | USBR | 0 | 0 | 0 | 0 | 0 | 0 | 0 | 0 | 0 | 0 | 0 | 0 | 0 | 0 | 0
5 | DSI FIRM LOAD | 0 | 0 | 0 | 0 | 0 | 0 | 0 | 0 | 0 | 0 | 0 | 0 | 0 | 0 | 0
6 | DSI FIRM LOSSES | 0 | 0 | 0 | 0 | 0 | 0 | 0 | 0 | 0 | 0 | 0 | 0 | 0 | 0 | 0
7 | SM & NON GEN PUB PURCH 1/ | 0 | 0 | 0 | 0 | 0 | 0 | 0 | 0 | 0 | 0 | 0 | 0 | 0 | 0 | 0
8 | FIRM SYSTEM LOAD | 0 | 0 | 0 | 0 | 0 | 0 | 0 | 0 | 0 | 0 | 0 | 0 | 0 | 0 | 0
UTILITY TRANSFERS OUT
9 | EXPORTS 2/ | 1381 | 1381 | 1396 | 1334 | 1305 | 1326 | 1261 | 1262 | 1191 | 1176 | 1173 | 1262 | 1396 | 1399 | 1307
10 | CONTRACTS OUT 3/ | 1359 | 1359 | 1246 | 1293 | 1623 | 1773 | 1673 | 1609 | 1396 | 1307 | 1306 | 1185 | 1249 | 1286 | 1417
11 | CSPE TO WEST GROUP UTIL 4/ | 0 | 0 | 0 | 0 | 0 | 0 | 0 | 0 | 0 | 0 | 0 | 0 | 0 | 0 | 0
12 | GEN PUB AGEN PSC PURCH 5/ | 0 | 0 | 0 | 0 | 0 | 0 | 0 | 0 | 0 | 0 | 0 | 0 | 0 | 0 | 0
13 | IOU PSC PURCHASE 6/ | 0 | 0 | 0 | 0 | 0 | 0 | 0 | 0 | 0 | 0 | 0 | 0 | 0 | 0 | 0
14 | PUBLIC SALES POST-2001 | 3338 | 3338 | 4293 | 3889 | 4576 | 5598 | 6474 | 6637 | 5515 | 5127 | 5127 | 3551 | 2993 | 2873 | 4572
15 | USBR SALES POST-2001 | 161 | 161 | 109 | 42 | 2 | 2 | 2 | 2 | 4 | 49 | 49 | 117 | 151 | 168 | 60
16 | IOU SALES POST-2001 | 1000 | 1000 | 1000 | 1000 | 1000 | 1000 | 1000 | 1000 | 1000 | 1000 | 1000 | 1000 | 1000 | 1000 | 1000
17 | DSI SALES POST-2001 | 990 | 990 | 990 | 990 | 990 | 990 | 990 | 990 | 990 | 990 | 990 | 990 | 990 | 990 | 990
18 | FED DIVERSITY 7/ | 0 | 0 | 0 | 0 | 0 | 0 | 0 | 0 | 0 | 0 | 0 | 0 | 0 | 0 | 0
19 | FIRM LOADS | 8229 | 8229 | 9034 | 8548 | 9496 | 10689 | 11400 | 11500 | 10096 | 9649 | 9645 | 8105 | 7779 | 7716 | 9353
HYDRO RESOURCES
20 | REGULATED HYDRO | 6807 | 6064 | 5796 | 6136 | 5978 | 7184 | 5896 | 6322 | 5141 | 5269 | 4992 | 7723 | 6314 | 7065 | 6260
21 | INDEPENDENT HYDRO | 431 | 429 | 366 | 384 | 304 | 236 | 175 | 195 | 273 | 433 | 512 | 707 | 741 | 445 | 394
22 | SUS. PKNG. ADJUSTMENT 8/ | 0 | 0 | 0 | 0 | 0 | 0 | 0 | 0 | 0 | 0 | 0 | 0 | 0 | 0 | 0
23 | CAN. ENT. NON-FED(CSPE) 9/ | 0 | 0 | 0 | 0 | 0 | 0 | 0 | 0 | 0 | 0 | 0 | 0 | 0 | 0 | 0
24 | CAN. ENT. NON-FED(CNDA) 10/ | 144 | 144 | 144 | 144 | 144 | 144 | 144 | 144 | 144 | 144 | 144 | 144 | 144 | 144 | 144
25 | RESTORATION 11/ | -26 | -26 | -26 | -26 | -26 | -26 | -26 | -26 | -26 | -26 | -26 | -26 | -26 | -26 | -26
26 | TOTAL HYDRO | 7356 | 6611 | 6280 | 6638 | 6400 | 7538 | 6189 | 6635 | 5532 | 5820 | 5622 | 8548 | 7173 | 7628 | 6772
OTHER RESOURCES
27 | SMALL THERMAL & MISC | 0 | 0 | 0 | 0 | 0 | 0 | 0 | 0 | 0 | 0 | 0 | 0 | 0 | 0 | 0
28 | COMBUSTION TURBINES | 0 | 0 | 0 | 0 | 0 | 0 | 0 | 0 | 0 | 0 | 0 | 0 | 0 | 0 | 0
29 | RENEWABLES 12/ | 27 | 27 | 27 | 28 | 29 | 31 | 32 | 31 | 31 | 30 | 30 | 27 | 27 | 27 | 29
30 | COGENERATION | 0 | 0 | 0 | 0 | 0 | 0 | 0 | 0 | 0 | 0 | 0 | 0 | 0 | 0 | 0
31 | IMPORTS 13/ | 110 | 110 | 143 | 180 | 248 | 303 | 277 | 233 | 203 | 204 | 173 | 82 | 100 | 131 | 183
32 | CONTRACTS IN 14/ | 275 | 275 | 387 | 387 | 387 | 387 | 387 | 387 | 387 | 387 | 387 | 275 | 387 | 275 | 359
33 | LARGE THERMAL 15/ | 1000 | 1000 | 1000 | 1000 | 1000 | 1000 | 1000 | 1000 | 1000 | 1000 | 1000 | 1000 | 1000 | 1000 | 1000
34 | NON-UTILITY GENERATION 16/ | 43 | 43 | 44 | 42 | 47 | 50 | 50 | 49 | 48 | 46 | 46 | 37 | 47 | 44 | 45
35 | RESOURCE ACQUISITIONS 17/ | 0 | 0 | 0 | 0 | 0 | 0 | 0 | 0 | 0 | 0 | 0 | 0 | 0 | 0 | 0
36 | AUGMENT PURCHASE POST 2001 | 1315 | 1315 | 1315 | 1243 | 1243 | 1243 | 1243 | 1243 | 1243 | 1243 | 1243 | 1243 | 1243 | 1243 | 1255
37 | TOTAL RESOURCES | 10126 | 9381 | 9196 | 9518 | 9354 | 10553 | 9178 | 9579 | 8444 | 8731 | 8502 | 11213 | 9977 | 10348 | 9644
RESERVES MAINTENANCE & DISTRIBUTION LOSSES
38 | HYD SM THRM & MISC RES 18/ | 0 | 0 | 0 | 0 | 0 | 0 | 0 | 0 | 0 | 0 | 0 | 0 | 0 | 0 | 0
39 | LARGE THERMAL RESERVES 19/ | 0 | 0 | 0 | 0 | 0 | 0 | 0 | 0 | 0 | 0 | 0 | 0 | 0 | 0 | 0
40 | SPINNING RESERVES 20/ | 0 | 0 | 0 | 0 | 0 | 0 | 0 | 0 | 0 | 0 | 0 | 0 | 0 | 0 | 0
41 | FEDERAL HYDRO MAINT 21/ | 0 | 0 | 0 | 0 | 0 | 0 | 0 | 0 | 0 | 0 | 0 | 0 | 0 | 0 | 0
42 | FED TRANSMISSION LOSSES | -286 | -265 | -259 | -268 | -264 | -298 | -259 | -270 | -238 | -246 | -240 | -316 | -281 | -292 | -272
43 | NET RESOURCES | 9841 | 9117 | 8937 | 9250 | 9091 | 10255 | 8920 | 9308 | 8206 | 8485 | 8262 | 10897 | 9696 | 10056 | 9372
SURPLUS/DEFICITS
44 | FIRM SURPLUS/DEFICIT | 1612 | 888 | -97 | 702 | -405 | -434 | -2480 | -2192 | -1890 | -1164 | -1383 | 2792 | 1917 | 2340 | 19
NOTE: 1. THE FOLLOWING CONTRACTS ARE SHOWN AS POWER SALES THROUGH THE STUDY HORIZON.
A. BPA TO BURBANK: PS & C/N/X C. BPA TO PASADENA: PS & C/N/X
B. BPA TO GLENDALE: PS & C/N/X D. BPA TO SCE: PS & C/N/X
2. SCE TO BPA: OPTION ENERGY IS NOT INCLUDED IN THIS STUDY.
3. BPA TO SCE: OPTION CAPACITY IS INCLUDED THROUGH OY 2004.
4. THE FOLLOWING CONTRACTS ARE RESOURCE OPTIONS AND NOT INCLUDED THROUGH THE STUDY HORIZON.
A. BURBANK TO BPA: SUPPLEMENTAL ENERGY C. PASADENA TO BPA: SUPPLEMENTAL ENERGY
B. GLENDALE TO BPA: SUPPLEMENTAL ENERGY D. SCE TO BPA: SUPPLEMENTAL ENERGY
| PA Power Sales | 125 | 125 | 125 | 95 | 95 | 95 | 95 | 95 | 95 | 75 | 75 | 75 | 75 | 108 | 60
| PA SSP | 0 | 0 | 0 | 0 | 0 | 0 | 0 | 0 | 0 | 0 | 0 | 0 | 0 | 0 | 0
| PA Presub | 946 | 946 | 803 | 814 | 891 | 986 | 911 | 892 | 807 | 765 | 765 | 836 | 881 | 903 | 870

## 2007e
M E D I U M L O A D S
2002 RATE FILING: 02/07/00
2006- 7 OPERATING YEAR RUN DATE: 02/08/00
ENERGY IN AVERAGE MEGAWATTS
|  | AUG | AUG | SEP | OCT | NOV | DEC | JAN | FEB | MAR | APR | APR | MAY | JUN | JUL | 12-MO
|  | AUG: 1-15; AUG: 16-31; APR: 1-15; APR: 16-30 | AVG
PRE-2001 LOADS
1 | FEDERAL AGENCIES | 0 | 0 | 0 | 0 | 0 | 0 | 0 | 0 | 0 | 0 | 0 | 0 | 0 | 0 | 0
2 | FEDERAL GPU TRANS LOSSES | 0 | 0 | 0 | 0 | 0 | 0 | 0 | 0 | 0 | 0 | 0 | 0 | 0 | 0 | 0
3 | FEDERAL NGP TRANS LOSSES | 0 | 0 | 0 | 0 | 0 | 0 | 0 | 0 | 0 | 0 | 0 | 0 | 0 | 0 | 0
4 | USBR | 0 | 0 | 0 | 0 | 0 | 0 | 0 | 0 | 0 | 0 | 0 | 0 | 0 | 0 | 0
5 | DSI FIRM LOAD | 0 | 0 | 0 | 0 | 0 | 0 | 0 | 0 | 0 | 0 | 0 | 0 | 0 | 0 | 0
6 | DSI FIRM LOSSES | 0 | 0 | 0 | 0 | 0 | 0 | 0 | 0 | 0 | 0 | 0 | 0 | 0 | 0 | 0
7 | SM & NON GEN PUB PURCH 1/ | 0 | 0 | 0 | 0 | 0 | 0 | 0 | 0 | 0 | 0 | 0 | 0 | 0 | 0 | 0
8 | FIRM SYSTEM LOAD | 0 | 0 | 0 | 0 | 0 | 0 | 0 | 0 | 0 | 0 | 0 | 0 | 0 | 0 | 0
UTILITY TRANSFERS OUT
9 | EXPORTS 2/ | 1330 | 1330 | 1345 | 1205 | 1176 | 1198 | 978 | 979 | 908 | 893 | 890 | 978 | 1114 | 1118 | 1102
10 | CONTRACTS OUT 3/ | 1204 | 1204 | 1084 | 575 | 852 | 921 | 902 | 862 | 705 | 698 | 697 | 500 | 526 | 555 | 782
11 | CSPE TO WEST GROUP UTIL 4/ | 0 | 0 | 0 | 0 | 0 | 0 | 0 | 0 | 0 | 0 | 0 | 0 | 0 | 0 | 0
12 | GEN PUB AGEN PSC PURCH 5/ | 0 | 0 | 0 | 0 | 0 | 0 | 0 | 0 | 0 | 0 | 0 | 0 | 0 | 0 | 0
13 | IOU PSC PURCHASE 6/ | 0 | 0 | 0 | 0 | 0 | 0 | 0 | 0 | 0 | 0 | 0 | 0 | 0 | 0 | 0
14 | PUBLIC SALES POST-2001 | 3588 | 3588 | 4564 | 4754 | 5408 | 6525 | 7431 | 7577 | 6378 | 5904 | 5904 | 4390 | 3873 | 3737 | 5344
15 | USBR SALES POST-2001 | 161 | 161 | 109 | 42 | 2 | 2 | 2 | 2 | 4 | 49 | 49 | 117 | 151 | 168 | 60
16 | IOU SALES POST-2001 | 1000 | 1000 | 1000 | 2200 | 2200 | 2200 | 2200 | 2200 | 2200 | 2200 | 2200 | 2200 | 2200 | 2200 | 2000
17 | DSI SALES POST-2001 | 990 | 990 | 990 | 990 | 990 | 990 | 990 | 990 | 990 | 990 | 990 | 990 | 990 | 990 | 990
18 | FED DIVERSITY 7/ | 0 | 0 | 0 | 0 | 0 | 0 | 0 | 0 | 0 | 0 | 0 | 0 | 0 | 0 | 0
19 | FIRM LOADS | 8273 | 8273 | 9092 | 9766 | 10628 | 11836 | 12503 | 12610 | 11185 | 10734 | 10730 | 9175 | 8854 | 8768 | 10285
HYDRO RESOURCES
20 | REGULATED HYDRO | 6817 | 6071 | 5802 | 6142 | 5986 | 7193 | 5905 | 6328 | 5147 | 5278 | 5000 | 7732 | 6322 | 7071 | 6268
21 | INDEPENDENT HYDRO | 431 | 429 | 366 | 384 | 304 | 236 | 175 | 195 | 273 | 433 | 512 | 707 | 741 | 445 | 394
22 | SUS. PKNG. ADJUSTMENT 8/ | 0 | 0 | 0 | 0 | 0 | 0 | 0 | 0 | 0 | 0 | 0 | 0 | 0 | 0 | 0
23 | CAN. ENT. NON-FED(CSPE) 9/ | 0 | 0 | 0 | 0 | 0 | 0 | 0 | 0 | 0 | 0 | 0 | 0 | 0 | 0 | 0
24 | CAN. ENT. NON-FED(CNDA) 10/ | 144 | 144 | 144 | 144 | 144 | 144 | 144 | 144 | 144 | 144 | 144 | 144 | 144 | 144 | 144
25 | RESTORATION 11/ | -26 | -26 | -26 | -26 | -26 | -26 | -26 | -26 | -26 | -26 | -26 | -26 | -26 | -26 | -26
26 | TOTAL HYDRO | 7366 | 6618 | 6286 | 6644 | 6408 | 7547 | 6198 | 6641 | 5538 | 5829 | 5630 | 8557 | 7181 | 7634 | 6780
OTHER RESOURCES
27 | SMALL THERMAL & MISC | 0 | 0 | 0 | 0 | 0 | 0 | 0 | 0 | 0 | 0 | 0 | 0 | 0 | 0 | 0
28 | COMBUSTION TURBINES | 0 | 0 | 0 | 0 | 0 | 0 | 0 | 0 | 0 | 0 | 0 | 0 | 0 | 0 | 0
29 | RENEWABLES 12/ | 27 | 27 | 27 | 28 | 29 | 31 | 32 | 31 | 31 | 30 | 30 | 27 | 27 | 27 | 29
30 | COGENERATION | 0 | 0 | 0 | 0 | 0 | 0 | 0 | 0 | 0 | 0 | 0 | 0 | 0 | 0 | 0
31 | IMPORTS 13/ | 110 | 110 | 143 | 180 | 248 | 303 | 277 | 233 | 203 | 204 | 173 | 82 | 100 | 131 | 183
32 | CONTRACTS IN 14/ | 275 | 275 | 387 | 387 | 387 | 387 | 387 | 387 | 387 | 387 | 387 | 275 | 387 | 275 | 359
33 | LARGE THERMAL 15/ | 1000 | 1000 | 1000 | 1000 | 1000 | 1000 | 1000 | 1000 | 1000 | 1000 | 0 | 0 | 1000 | 1000 | 875
34 | NON-UTILITY GENERATION 16/ | 43 | 43 | 44 | 42 | 47 | 50 | 50 | 49 | 48 | 46 | 46 | 37 | 47 | 44 | 45
35 | RESOURCE ACQUISITIONS 17/ | 0 | 0 | 0 | 0 | 0 | 0 | 0 | 0 | 0 | 0 | 0 | 0 | 0 | 0 | 0
36 | AUGMENT PURCHASE POST 2001 | 1243 | 1243 | 1243 | 2488 | 2488 | 2488 | 2488 | 2488 | 2488 | 2488 | 2488 | 2488 | 2488 | 2488 | 2280
37 | TOTAL RESOURCES | 10065 | 9317 | 9130 | 10768 | 10606 | 11806 | 10431 | 10829 | 9694 | 9984 | 8754 | 11466 | 11229 | 11598 | 10552
RESERVES MAINTENANCE & DISTRIBUTION LOSSES
38 | HYD SM THRM & MISC RES 18/ | 0 | 0 | 0 | 0 | 0 | 0 | 0 | 0 | 0 | 0 | 0 | 0 | 0 | 0 | 0
39 | LARGE THERMAL RESERVES 19/ | 0 | 0 | 0 | 0 | 0 | 0 | 0 | 0 | 0 | 0 | 0 | 0 | 0 | 0 | 0
40 | SPINNING RESERVES 20/ | 0 | 0 | 0 | 0 | 0 | 0 | 0 | 0 | 0 | 0 | 0 | 0 | 0 | 0 | 0
41 | FEDERAL HYDRO MAINT 21/ | 0 | 0 | 0 | 0 | 0 | 0 | 0 | 0 | 0 | 0 | 0 | 0 | 0 | 0 | 0
42 | FED TRANSMISSION LOSSES | -284 | -263 | -257 | -304 | -299 | -333 | -294 | -305 | -273 | -282 | -247 | -323 | -317 | -327 | -298
43 | NET RESOURCES | 9781 | 9054 | 8873 | 10465 | 10307 | 11473 | 10137 | 10523 | 9421 | 9702 | 8507 | 11143 | 10913 | 11271 | 10254
SURPLUS/DEFICITS
44 | FIRM SURPLUS/DEFICIT | 1508 | 781 | -219 | 699 | -321 | -363 | -2366 | -2087 | -1764 | -1032 | -2223 | 1968 | 2059 | 2503 | -31
NOTE: 1. THE FOLLOWING CONTRACTS ARE SHOWN AS POWER SALES THROUGH THE STUDY HORIZON.
A. BPA TO BURBANK: PS & C/N/X C. BPA TO PASADENA: PS & C/N/X
B. BPA TO GLENDALE: PS & C/N/X D. BPA TO SCE: PS & C/N/X
2. SCE TO BPA: OPTION ENERGY IS NOT INCLUDED IN THIS STUDY.
3. BPA TO SCE: OPTION CAPACITY IS INCLUDED THROUGH OY 2004.
4. THE FOLLOWING CONTRACTS ARE RESOURCE OPTIONS AND NOT INCLUDED THROUGH THE STUDY HORIZON.
A. BURBANK TO BPA: SUPPLEMENTAL ENERGY C. PASADENA TO BPA: SUPPLEMENTAL ENERGY
B. GLENDALE TO BPA: SUPPLEMENTAL ENERGY D. SCE TO BPA: SUPPLEMENTAL ENERGY
| PA Power Sales | 75 | 75 | 75 | 45 | 45 | 45 | 45 | 45 | 45 | 75 | 75 | 75 | 75 | 75 | 60
| PA SSP | 0 | 0 | 0 | 0 | 0 | 0 | 0 | 0 | 0 | 0 | 0 | 0 | 0 | 0 | 0
| PA Presub | 841 | 841 | 691 | 147 | 169 | 184 | 191 | 196 | 167 | 156 | 156 | 150 | 158 | 171 | 268

## 2002p
M E D I U M L O A D S
2002 RATE FILING: 02/07/00
2001- 2 OPERATING YEAR RUN DATE: 02/08/00
PEAK IN MEGAWATTS
|  | AUG | AUG | SEP | OCT | NOV | DEC | JAN | FEB | MAR | APR | APR | MAY | JUN | JUL
|  | 1-15 | 16-31 | [7 empty] | 1-15 | 16-30
PRE-2001 LOADS
1 | FEDERAL AGENCIES | 198 | 198 | 188 | 0 | 0 | 0 | 0 | 0 | 0 | 0 | 0 | 0 | 0 | 0
2 | FEDERAL GPU TRANS LOSSES | 64 | 80 | 51 | 0 | 0 | 0 | 0 | 0 | 0 | 0 | 0 | 0 | 0 | 0
3 | FEDERAL NGP TRANS LOSSES | 149 | 149 | 155 | 0 | 0 | 0 | 0 | 0 | 0 | 0 | 0 | 0 | 0 | 0
4 | USBR | 199 | 199 | 158 | 0 | 0 | 0 | 0 | 0 | 0 | 0 | 0 | 0 | 0 | 0
5 | DSI FIRM LOAD | 2472 | 2472 | 2068 | 0 | 0 | 0 | 0 | 0 | 0 | 0 | 0 | 0 | 0 | 0
6 | DSI FIRM LOSSES | 71 | 71 | 62 | 0 | 0 | 0 | 0 | 0 | 0 | 0 | 0 | 0 | 0 | 0
7 | SM & NON GEN PUB PURCH 1/ | 3562 | 3562 | 3565 | 0 | 0 | 0 | 0 | 0 | 0 | 0 | 0 | 0 | 0 | 0
8 | FIRM SYSTEM LOAD | 6715 | 6731 | 6247 | 0 | 0 | 0 | 0 | 0 | 0 | 0 | 0 | 0 | 0 | 0
UTILITY TRANSFERS OUT
9 | EXPORTS 2/ | 2499 | 2499 | 2493 | 2475 | 2141 | 2150 | 2358 | 2361 | 2348 | 2328 | 2328 | 2440 | 2707 | 2723
10 | CONTRACTS OUT 3/ | 1595 | 1595 | 1628 | 2385 | 2734 | 2896 | 2929 | 2902 | 2659 | 2579 | 2579 | 2454 | 2464 | 2474
11 | CSPE TO WEST GROUP UTIL 4/ | 186 | 186 | 186 | 186 | 186 | 186 | 186 | 186 | 186 | 166 | 166 | 166 | 166 | 166
12 | GEN PUB AGEN PSC PURCH 5/ | 1549 | 1497 | 1666 | 0 | 0 | 0 | 0 | 0 | 0 | 0 | 0 | 0 | 0 | 0
13 | IOU PSC PURCHASE 6/ | 0 | 0 | 0 | 0 | 0 | 0 | 0 | 0 | 0 | 0 | 0 | 0 | 0 | 0
14 | PUBLIC SALES POST-2001 | 0 | 0 | 0 | 5515 | 5836 | 7404 | 8397 | 8113 | 5921 | 5757 | 5757 | 3949 | 3332 | 3801
15 | USBR SALES POST-2001 | 0 | 0 | 0 | 76 | 7 | 4 | 4 | 3 | 8100100170198200
16 | IOU SALES POST-2001 | 0 | 0 | 0 | 1000 | 1000 | 1000 | 1000 | 1000 | 1000 | 1000 | 1000 | 1000 | 1000 | 1000
17 | DSI SALES POST-2001 | 0 | 0 | 0 | 990 | 990 | 990 | 990 | 990 | 990 | 990 | 990 | 990 | 990 | 990
18 | FED DIVERSITY 7/ | -949 | -945 | -967 | -1090 | -976 | -804 | -876 | -854 | -977 | -950 | -950 | -908 | -905 | -967
19 | FIRM LOADS | 11594 | 11563 | 11253 | 11537 | 11918 | 13826 | 14988 | 14701 | 12135 | 11970 | 11970 | 10261 | 9952 | 10391
HYDRO RESOURCES
20 | REGULATED HYDRO | 16010 | 16049 | 16133 | 16217 | 16618 | 18119 | 18165 | 18000 | 17430 | 17255 | 17160 | 17230 | 17467 | 16061
21 | INDEPENDENT HYDRO | 722 | 734 | 715 | 740 | 711 | 673 | 644 | 760 | 819 | 842 | 841 | 879 | 880 | 758
22 | SUS. PKNG. ADJUSTMENT 8/ | -100 | -1126 | -2041 | -1110 | -2191 | -1412 | -5398 | -3738 | -4359 | -4030 | -5296 | -1200 | -3822 | -700
23 | CAN. ENT. NON-FED(CSPE) 9/ | 42 | 42 | 42 | 42 | 42 | 42 | 42 | 42 | 42 | 37 | 37 | 37 | 37 | 37
24 | CAN. ENT. NON-FED(CNDA) 10/ | 139 | 138 | 145 | 138 | 139 | 144 | 138 | 141 | 144 | 137 | 137 | 137 | 143 | 137
25 | RESTORATION 11/ | 0 | 0 | 0 | 0 | 0 | 0 | 0 | 0 | 0 | 0 | 0 | 0 | 0 | 0
26 | TOTAL HYDRO | 16813 | 15837 | 14994 | 16027 | 15319 | 17566 | 13591 | 15205 | 14076 | 14241 | 12879 | 17083 | 14705 | 16293
OTHER RESOURCES
27 | SMALL THERMAL & MISC | 0 | 0 | 0 | 0 | 0 | 0 | 0 | 0 | 0 | 0 | 0 | 0 | 0 | 0
28 | COMBUSTION TURBINES | 0 | 0 | 0 | 0 | 0 | 0 | 0 | 0 | 0 | 0 | 0 | 0 | 0 | 0
29 | RENEWABLES 12/ | 27 | 27 | 27 | 28 | 29 | 31 | 32 | 31 | 31 | 30 | 30 | 27 | 27 | 27
30 | COGENERATION | 0 | 0 | 0 | 0 | 0 | 0 | 0 | 0 | 0 | 0 | 0 | 0 | 0 | 0
31 | IMPORTS 13/ | 110 | 110 | 139 | 153 | 213 | 267 | 241 | 197 | 162 | 165 | 165 | 75 | 93 | 109
32 | CONTRACTS IN 14/ | 0 | 0 | 0 | 0 | 0 | 0 | 0 | 0 | 0 | 0 | 0 | 0 | 0 | 0
33 | LARGE THERMAL 15/ | 1162 | 1162 | 1162 | 1162 | 1162 | 1162 | 1162 | 1162 | 1162 | 1162 | 1162 | 1162 | 1162 | 1162
34 | NON-UTILITY GENERATION 16/ | bar: AUG to JUL
35 | RESOURCE ACQUISITIONS 17/ | 0 | 0 | 0 | 0 | 0 | 0 | 0 | 0 | 0 | 0 | 0 | 0 | 0 | 0
36 | AUGMENT PURCHASE POST 2001 | 0 | 0 | 0 | 1309 | 1309 | 1309 | 1309 | 1309 | 1309 | 1309 | 1309 | 1309 | 1309 | 1309
37 | TOTAL RESOURCES | 18113 | 17137 | 16323 | 18680 | 18033 | 20336 | 16336 | 17905 | 16741 | 16908 | 15546 | 19657 | 17297 | 18901
RESERVES MAINTENANCE & DISTRIBUTION LOSSES
38 | HYD SM THRM & MISC RES 18/ | -838 | -840 | -844 | -849 | -868 | -941 | -942 | -939 | -914 | -906 | -901 | -907 | -919 | -842
39 | LARGE THERMAL RESERVES 19/ | -174 | -174 | -174 | -174 | -174 | -174 | -174 | -174 | -174 | -174 | -174 | -174 | -174 | -174
40 | SPINNING RESERVES 20/ | -356 | -337 | -314 | -339 | -323 | -396 | -310 | -338 | -310 | -311 | -311 | -420 | -369 | -370
41 | FEDERAL HYDRO MAINT 21/ | -3263 | -2761 | -2770 | -2752 | -2705 | -1866 | -1408 | -1883 | -1915 | -2061 | -1805 | -1756 | -1635 | -2785
42 | FED TRANSMISSION LOSSES | 0 | 0 | 0 | -407 | -388 | -519 | -416 | -436 | -396 | -392 | -364 | -505 | -433 | -413
43 | NET RESOURCES | 13481 | 13025 | 12221 | 14158 | 13575 | 16440 | 13086 | 14133 | 13031 | 13062 | 11991 | 15895 | 13766 | 14317
SURPLUS/DEFICITS
44 | FIRM SURPLUS/DEFICIT | 1887 | 1461 | 968 | 2622 | 1657 | 2614 | -1902 | -567 | 896 | 1093 | 21 | 5634 | 3814 | 3926
NOTE: 1. THE FOLLOWING CONTRACTS ARE SHOWN AS POWER SALES THROUGH THE STUDY HORIZON.
A. BPA TO BURBANK: PS & C/N/X C. BPA TO PASADENA: PS & C/N/X
B. BPA TO GLENDALE: PS & C/N/X D. BPA TO SCE: PS & C/N/X
2. SCE TO BPA: OPTION ENERGY IS NOT INCLUDED IN THIS STUDY.
3. BPA TO SCE: OPTION CAPACITY IS INCLUDED THROUGH OY 2004.
4. THE FOLLOWING CONTRACTS ARE RESOURCE OPTIONS AND NOT INCLUDED THROUGH THE STUDY HORIZON.
A. BURBANK TO BPA: SUPPLEMENTAL ENERGY C. PASADENA TO BPA: SUPPLEMENTAL ENERGY
B. GLENDALE TO BPA: SUPPLEMENTAL ENERGY D. SCE TO BPA: SUPPLEMENTAL ENERGY

## 2003p
M E D I U M L O A D S
2002 RATE FILING: 02/07/00
2002- 3 OPERATING YEAR RUN DATE: 02/08/00
PEAK IN MEGAWATTS
|  | AUG | AUG | SEP | OCT | NOV | DEC | JAN | FEB | MAR | APR | APR | MAY | JUN | JUL
|  | 1-15 | 16-31 | [7 empty] | 1-15 | 16-30
PRE-2001 LOADS
1 | FEDERAL AGENCIES | 0 | 0 | 0 | 0 | 0 | 0 | 0 | 0 | 0 | 0 | 0 | 0 | 0 | 0
2 | FEDERAL GPU TRANS LOSSES | 0 | 0 | 0 | 0 | 0 | 0 | 0 | 0 | 0 | 0 | 0 | 0 | 0 | 0
3 | FEDERAL NGP TRANS LOSSES | 0 | 0 | 0 | 0 | 0 | 0 | 0 | 0 | 0 | 0 | 0 | 0 | 0 | 0
4 | USBR | 0 | 0 | 0 | 0 | 0 | 0 | 0 | 0 | 0 | 0 | 0 | 0 | 0 | 0
5 | DSI FIRM LOAD | 0 | 0 | 0 | 0 | 0 | 0 | 0 | 0 | 0 | 0 | 0 | 0 | 0 | 0
6 | DSI FIRM LOSSES | 0 | 0 | 0 | 0 | 0 | 0 | 0 | 0 | 0 | 0 | 0 | 0 | 0 | 0
7 | SM & NON GEN PUB PURCH 1/ | 0 | 0 | 0 | 0 | 0 | 0 | 0 | 0 | 0 | 0 | 0 | 0 | 0 | 0
8 | FIRM SYSTEM LOAD | 0 | 0 | 0 | 0 | 0 | 0 | 0 | 0 | 0 | 0 | 0 | 0 | 0 | 0
UTILITY TRANSFERS OUT
9 | EXPORTS 2/ | 2716 | 2716 | 2710 | 2657 | 2322 | 2331 | 2127 | 2131 | 2118 | 2751 | 2751 | 2863 | 3173 | 3167
10 | CONTRACTS OUT 3/ | 2395 | 2395 | 2276 | 2378 | 2737 | 2900 | 2863 | 2835 | 2593 | 2448 | 2448 | 2324 | 2323 | 2331
11 | CSPE TO WEST GROUP UTIL 4/ | 166 | 166 | 166 | 166 | 166 | 166 | 166 | 166 | 166 | 0 | 0 | 0 | 0 | 0
12 | GEN PUB AGEN PSC PURCH 5/ | 0 | 0 | 0 | 0 | 0 | 0 | 0 | 0 | 0 | 0 | 0 | 0 | 0 | 0
13 | IOU PSC PURCHASE 6/ | 0 | 0 | 0 | 0 | 0 | 0 | 0 | 0 | 0 | 0 | 0 | 0 | 0 | 0
14 | PUBLIC SALES POST-2001 | 4492 | 4492 | 5495 | 5598 | 5919 | 7498 | 8480 | 8198 | 5986 | 5908 | 5908 | 4080 | 3483 | 3978
15 | USBR SALES POST-2001 | 199 | 199 | 157 | 76 | 7 | 4 | 4 | 3 | 8100100170198200
16 | IOU SALES POST-2001 | 1000 | 1000 | 1000 | 1000 | 1000 | 1000 | 1000 | 1000 | 1000 | 1000 | 1000 | 1000 | 1000 | 1000
17 | DSI SALES POST-2001 | 990 | 990 | 990 | 990 | 990 | 990 | 990 | 990 | 990 | 990 | 990 | 990 | 990 | 990
18 | FED DIVERSITY 7/ | -1047 | -1047 | -1162 | -1097 | -982 | -809 | -876 | -854 | -975 | -936 | -936 | -888 | -885 | -950
19 | FIRM LOADS | 10911 | 10911 | 11632 | 11768 | 12159 | 14080 | 14754 | 14469 | 11887 | 12261 | 12261 | 10539 | 10282 | 10720
HYDRO RESOURCES
20 | REGULATED HYDRO | 16010 | 16049 | 16133 | 16217 | 16618 | 18119 | 18165 | 18000 | 17430 | 17255 | 17160 | 17230 | 17467 | 16061
21 | INDEPENDENT HYDRO | 740 | 752 | 733 | 740 | 711 | 673 | 644 | 760 | 819 | 842 | 841 | 879 | 880 | 758
22 | SUS. PKNG. ADJUSTMENT 8/ | -100 | -1109 | -2017 | -1092 | -2167 | -1391 | -5398 | -3721 | -4359 | -4030 | -5296 | -1200 | -3808 | -700
23 | CAN. ENT. NON-FED(CSPE) 9/ | 37 | 37 | 37 | 37 | 37 | 37 | 37 | 37 | 37 | 0 | 0 | 0 | 0 | 0
24 | CAN. ENT. NON-FED(CNDA) 10/ | 137 | 136 | 143 | 137 | 137 | 142 | 137 | 139 | 142 | 248 | 248 | 246 | 258 | 246
25 | RESTORATION 11/ | 0 | 0 | 0 | 0 | 0 | 0 | 0 | 0 | 0 | 0 | 0 | 0 | 0 | 0
26 | TOTAL HYDRO | 16824 | 15865 | 15029 | 16039 | 15336 | 17580 | 13585 | 15215 | 14069 | 14315 | 12953 | 17155 | 14797 | 16365
OTHER RESOURCES
27 | SMALL THERMAL & MISC | 0 | 0 | 0 | 0 | 0 | 0 | 0 | 0 | 0 | 0 | 0 | 0 | 0 | 0
28 | COMBUSTION TURBINES | 0 | 0 | 0 | 0 | 0 | 0 | 0 | 0 | 0 | 0 | 0 | 0 | 0 | 0
29 | RENEWABLES 12/ | 27 | 27 | 27 | 28 | 29 | 31 | 32 | 31 | 31 | 30 | 30 | 27 | 27 | 27
30 | COGENERATION | 0 | 0 | 0 | 0 | 0 | 0 | 0 | 0 | 0 | 0 | 0 | 0 | 0 | 0
31 | IMPORTS 13/ | 110 | 110 | 139 | 153 | 213 | 267 | 241 | 197 | 162 | 165 | 165 | 75 | 93 | 109
32 | CONTRACTS IN 14/ | 0 | 0 | 0 | 0 | 0 | 0 | 0 | 0 | 0 | 0 | 0 | 0 | 0 | 0
33 | LARGE THERMAL 15/ | 1162 | 1162 | 1162 | 1162 | 1162 | 1162 | 1162 | 1162 | 1162 | 1162 | 0 | 0 | 1162 | 1162
34 | NON-UTILITY GENERATION 16/ | bar: AUG to JUL
35 | RESOURCE ACQUISITIONS 17/ | 0 | 0 | 0 | 0 | 0 | 0 | 0 | 0 | 0 | 0 | 0 | 0 | 0 | 0
36 | AUGMENT PURCHASE POST 2001 | 1309 | 1309 | 1309 | 1368 | 1368 | 1368 | 1368 | 1368 | 1368 | 1368 | 1368 | 1368 | 1368 | 1368
37 | TOTAL RESOURCES | 19433 | 18474 | 17667 | 18751 | 18109 | 20409 | 16389 | 17974 | 16793 | 17041 | 14517 | 18626 | 17449 | 19032
RESERVES MAINTENANCE & DISTRIBUTION LOSSES
38 | HYD SM THRM & MISC RES 18/ | -839 | -841 | -845 | -849 | -868 | -941 | -942 | -939 | -914 | -906 | -901 | -907 | -919 | -842
39 | LARGE THERMAL RESERVES 19/ | -174 | -174 | -174 | -174 | -174 | -174 | -174 | -174 | -174 | -174 | 0 | 0 | -174 | -174
40 | SPINNING RESERVES 20/ | -357 | -338 | -315 | -340 | -323 | -397 | -310 | -339 | -310 | -311 | -271 | -379 | -370 | -370
41 | FEDERAL HYDRO MAINT 21/ | -3263 | -2761 | -2770 | -2752 | -2705 | -1866 | -1408 | -1883 | -1915 | -2061 | -1805 | -1756 | -1635 | -2785
42 | FED TRANSMISSION LOSSES | -398 | -400 | -372 | -410 | -391 | -521 | -417 | -439 | -398 | -397 | -335 | -476 | -438 | -417
43 | NET RESOURCES | 14401 | 13961 | 13191 | 14227 | 13648 | 16510 | 13137 | 14200 | 13082 | 13191 | 11205 | 15107 | 13912 | 14444
SURPLUS/DEFICITS
44 | FIRM SURPLUS/DEFICIT | 3490 | 3049 | 1559 | 2459 | 1489 | 2430 | -1617 | -269 | 1195 | 930 | -1056 | 4569 | 3630 | 3724
NOTE: 1. THE FOLLOWING CONTRACTS ARE SHOWN AS POWER SALES THROUGH THE STUDY HORIZON.
A. BPA TO BURBANK: PS & C/N/X C. BPA TO PASADENA: PS & C/N/X
B. BPA TO GLENDALE: PS & C/N/X D. BPA TO SCE: PS & C/N/X
2. SCE TO BPA: OPTION ENERGY IS NOT INCLUDED IN THIS STUDY.
3. BPA TO SCE: OPTION CAPACITY IS INCLUDED THROUGH OY 2004.
4. THE FOLLOWING CONTRACTS ARE RESOURCE OPTIONS AND NOT INCLUDED THROUGH THE STUDY HORIZON.
A. BURBANK TO BPA: SUPPLEMENTAL ENERGY C. PASADENA TO BPA: SUPPLEMENTAL ENERGY
B. GLENDALE TO BPA: SUPPLEMENTAL ENERGY D. SCE TO BPA: SUPPLEMENTAL ENERGY

## 2004p
M E D I U M L O A D S
2002 RATE FILING: 02/07/00
2003- 4 OPERATING YEAR RUN DATE: 02/08/00
PEAK IN MEGAWATTS
|  | AUG | AUG | SEP | OCT | NOV | DEC | JAN | FEB | MAR | APR | APR | MAY | JUN | JUL
|  | 1-15 | 16-31 | [7 empty] | 1-15 | 16-30
PRE-2001 LOADS
1 | FEDERAL AGENCIES | 0 | 0 | 0 | 0 | 0 | 0 | 0 | 0 | 0 | 0 | 0 | 0 | 0 | 0
2 | FEDERAL GPU TRANS LOSSES | 0 | 0 | 0 | 0 | 0 | 0 | 0 | 0 | 0 | 0 | 0 | 0 | 0 | 0
3 | FEDERAL NGP TRANS LOSSES | 0 | 0 | 0 | 0 | 0 | 0 | 0 | 0 | 0 | 0 | 0 | 0 | 0 | 0
4 | USBR | 0 | 0 | 0 | 0 | 0 | 0 | 0 | 0 | 0 | 0 | 0 | 0 | 0 | 0
5 | DSI FIRM LOAD | 0 | 0 | 0 | 0 | 0 | 0 | 0 | 0 | 0 | 0 | 0 | 0 | 0 | 0
6 | DSI FIRM LOSSES | 0 | 0 | 0 | 0 | 0 | 0 | 0 | 0 | 0 | 0 | 0 | 0 | 0 | 0
7 | SM & NON GEN PUB PURCH 1/ | 0 | 0 | 0 | 0 | 0 | 0 | 0 | 0 | 0 | 0 | 0 | 0 | 0 | 0
8 | FIRM SYSTEM LOAD | 0 | 0 | 0 | 0 | 0 | 0 | 0 | 0 | 0 | 0 | 0 | 0 | 0 | 0
UTILITY TRANSFERS OUT
9 | EXPORTS 2/ | 3148 | 3148 | 3142 | 3087 | 2754 | 2763 | 2559 | 2563 | 2550 | 2528 | 2528 | 2641 | 2923 | 2938
10 | CONTRACTS OUT 3/ | 2254 | 2254 | 2134 | 2237 | 2594 | 2758 | 2797 | 2767 | 2529 | 2459 | 2459 | 2335 | 2328 | 2337
11 | CSPE TO WEST GROUP UTIL 4/ | 0 | 0 | 0 | 0 | 0 | 0 | 0 | 0 | 0 | 0 | 0 | 0 | 0 | 0
12 | GEN PUB AGEN PSC PURCH 5/ | 0 | 0 | 0 | 0 | 0 | 0 | 0 | 0 | 0 | 0 | 0 | 0 | 0 | 0
13 | IOU PSC PURCHASE 6/ | 0 | 0 | 0 | 0 | 0 | 0 | 0 | 0 | 0 | 0 | 0 | 0 | 0 | 0
14 | PUBLIC SALES POST-2001 | 4660 | 4660 | 5652 | 5783 | 6104 | 7705 | 8740 | 7989 | 6213 | 6226 | 6226 | 4071 | 3597 | 4114
15 | USBR SALES POST-2001 | 199 | 199 | 157 | 76 | 7 | 4 | 4 | 3 | 8100100170198200
16 | IOU SALES POST-2001 | 1000 | 1000 | 1000 | 1000 | 1000 | 1000 | 1000 | 1000 | 1000 | 1000 | 1000 | 1000 | 1000 | 1000
17 | DSI SALES POST-2001 | 990 | 990 | 990 | 990 | 990 | 990 | 990 | 990 | 990 | 990 | 990 | 990 | 990 | 990
18 | FED DIVERSITY 7/ | -1029 | -1029 | -1142 | -1082 | -970 | -802 | -878 | -823 | -974 | -969 | -969 | -889 | -900 | -969
19 | FIRM LOADS | 11222 | 11222 | 11933 | 12091 | 12479 | 14418 | 15212 | 14489 | 12316 | 12335 | 12335 | 10318 | 10136 | 10614
HYDRO RESOURCES
20 | REGULATED HYDRO | 16010 | 16049 | 16133 | 16217 | 16618 | 18119 | 18165 | 18000 | 17430 | 17255 | 17160 | 17230 | 17467 | 16061
21 | INDEPENDENT HYDRO | 740 | 752 | 733 | 740 | 711 | 673 | 644 | 760 | 819 | 842 | 841 | 879 | 880 | 758
22 | SUS. PKNG. ADJUSTMENT 8/ | -100 | -1087 | -1995 | -1074 | -2143 | -1370 | -5398 | -3704 | -4359 | -4030 | -5296 | -1200 | -3794 | -700
23 | CAN. ENT. NON-FED(CSPE) 9/ | 0 | 0 | 0 | 0 | 0 | 0 | 0 | 0 | 0 | 0 | 0 | 0 | 0 | 0
24 | CAN. ENT. NON-FED(CNDA) 10/ | 248 | 264 | 248 | 246 | 258 | 246 | 246 | 259 | 246 | 259 | 259 | 268 | 259 | 258
25 | RESTORATION 11/ | 0 | 0 | 0 | 0 | 0 | 0 | 0 | 0 | 0 | 0 | 0 | 0 | 0 | 0
26 | TOTAL HYDRO | 16898 | 15978 | 15119 | 16129 | 15444 | 17668 | 13657 | 15315 | 14136 | 14326 | 12964 | 17177 | 14812 | 16377
OTHER RESOURCES
27 | SMALL THERMAL & MISC | 0 | 0 | 0 | 0 | 0 | 0 | 0 | 0 | 0 | 0 | 0 | 0 | 0 | 0
28 | COMBUSTION TURBINES | 0 | 0 | 0 | 0 | 0 | 0 | 0 | 0 | 0 | 0 | 0 | 0 | 0 | 0
29 | RENEWABLES 12/ | 27 | 27 | 27 | 28 | 29 | 31 | 32 | 31 | 31 | 30 | 30 | 27 | 27 | 27
30 | COGENERATION | 0 | 0 | 0 | 0 | 0 | 0 | 0 | 0 | 0 | 0 | 0 | 0 | 0 | 0
31 | IMPORTS 13/ | 110 | 110 | 139 | 153 | 213 | 267 | 241 | 197 | 162 | 165 | 165 | 75 | 93 | 109
32 | CONTRACTS IN 14/ | 0 | 0 | 0 | 0 | 0 | 0 | 0 | 0 | 0 | 0 | 0 | 0 | 0 | 0
33 | LARGE THERMAL 15/ | 1162 | 1162 | 1162 | 1162 | 1162 | 1162 | 1162 | 1162 | 1162 | 1162 | 1162 | 1162 | 1162 | 1162
34 | NON-UTILITY GENERATION 16/ | bar: AUG to JUL
35 | RESOURCE ACQUISITIONS 17/ | 0 | 0 | 0 | 0 | 0 | 0 | 0 | 0 | 0 | 0 | 0 | 0 | 0 | 0
36 | AUGMENT PURCHASE POST 2001 | 1368 | 1368 | 1368 | 1175 | 1175 | 1175 | 1175 | 1175 | 1175 | 1175 | 1175 | 1175 | 1175 | 1175
37 | TOTAL RESOURCES | 19566 | 18646 | 17817 | 18648 | 18024 | 20304 | 16267 | 17881 | 16667 | 16858 | 15497 | 19617 | 17270 | 18851
RESERVES MAINTENANCE & DISTRIBUTION LOSSES
38 | HYD SM THRM & MISC RES 18/ | -839 | -841 | -845 | -849 | -868 | -941 | -942 | -939 | -914 | -906 | -901 | -907 | -919 | -842
39 | LARGE THERMAL RESERVES 19/ | -174 | -174 | -174 | -174 | -174 | -174 | -174 | -174 | -174 | -174 | -174 | -174 | -174 | -174
40 | SPINNING RESERVES 20/ | -357 | -339 | -315 | -340 | -324 | -397 | -310 | -339 | -310 | -311 | -311 | -420 | -370 | -370
41 | FEDERAL HYDRO MAINT 21/ | -3263 | -2761 | -2770 | -2752 | -2705 | -1866 | -1408 | -1883 | -1915 | -2061 | -1805 | -1756 | -1635 | -2785
42 | FED TRANSMISSION LOSSES | -403 | -406 | -377 | -406 | -388 | -518 | -413 | -436 | -394 | -390 | -362 | -503 | -432 | -411
43 | NET RESOURCES | 14530 | 14126 | 13335 | 14127 | 13565 | 16407 | 13020 | 14110 | 12960 | 13015 | 11943 | 15856 | 13739 | 14268
SURPLUS/DEFICITS
44 | FIRM SURPLUS/DEFICIT | 3308 | 2903 | 1403 | 2036 | 1086 | 1990 | -2193 | -379 | 644 | 680 | -392 | 5537 | 3604 | 3654
NOTE: 1. THE FOLLOWING CONTRACTS ARE SHOWN AS POWER SALES THROUGH THE STUDY HORIZON.
A. BPA TO BURBANK: PS & C/N/X C. BPA TO PASADENA: PS & C/N/X
B. BPA TO GLENDALE: PS & C/N/X D. BPA TO SCE: PS & C/N/X
2. SCE TO BPA: OPTION ENERGY IS NOT INCLUDED IN THIS STUDY.
3. BPA TO SCE: OPTION CAPACITY IS INCLUDED THROUGH OY 2004.
4. THE FOLLOWING CONTRACTS ARE RESOURCE OPTIONS AND NOT INCLUDED THROUGH THE STUDY HORIZON.
A. BURBANK TO BPA: SUPPLEMENTAL ENERGY C. PASADENA TO BPA: SUPPLEMENTAL ENERGY
B. GLENDALE TO BPA: SUPPLEMENTAL ENERGY D. SCE TO BPA: SUPPLEMENTAL ENERGY

## 2005p
M E D I U M L O A D S
2002 RATE FILING: 02/07/00
2004- 5 OPERATING YEAR RUN DATE: 02/08/00
PEAK IN MEGAWATTS
|  | AUG | AUG | SEP | OCT | NOV | DEC | JAN | FEB | MAR | APR | APR | MAY | JUN | JUL
|  | 1-15 | 16-31 | [7 empty] | 1-15 | 16-30
PRE-2001 LOADS
1 | FEDERAL AGENCIES | 0 | 0 | 0 | 0 | 0 | 0 | 0 | 0 | 0 | 0 | 0 | 0 | 0 | 0
2 | FEDERAL GPU TRANS LOSSES | 0 | 0 | 0 | 0 | 0 | 0 | 0 | 0 | 0 | 0 | 0 | 0 | 0 | 0
3 | FEDERAL NGP TRANS LOSSES | 0 | 0 | 0 | 0 | 0 | 0 | 0 | 0 | 0 | 0 | 0 | 0 | 0 | 0
4 | USBR | 0 | 0 | 0 | 0 | 0 | 0 | 0 | 0 | 0 | 0 | 0 | 0 | 0 | 0
5 | DSI FIRM LOAD | 0 | 0 | 0 | 0 | 0 | 0 | 0 | 0 | 0 | 0 | 0 | 0 | 0 | 0
6 | DSI FIRM LOSSES | 0 | 0 | 0 | 0 | 0 | 0 | 0 | 0 | 0 | 0 | 0 | 0 | 0 | 0
7 | SM & NON GEN PUB PURCH 1/ | 0 | 0 | 0 | 0 | 0 | 0 | 0 | 0 | 0 | 0 | 0 | 0 | 0 | 0
8 | FIRM SYSTEM LOAD | 0 | 0 | 0 | 0 | 0 | 0 | 0 | 0 | 0 | 0 | 0 | 0 | 0 | 0
UTILITY TRANSFERS OUT
9 | EXPORTS 2/ | 2661 | 2661 | 2653 | 2629 | 2553 | 2561 | 2565 | 2568 | 2553 | 2532 | 2532 | 2644 | 2670 | 2685
10 | CONTRACTS OUT 3/ | 2261 | 2261 | 2141 | 2246 | 2602 | 2765 | 2806 | 2777 | 2538 | 2467 | 2467 | 2344 | 2336 | 2345
11 | CSPE TO WEST GROUP UTIL 4/ | 0 | 0 | 0 | 0 | 0 | 0 | 0 | 0 | 0 | 0 | 0 | 0 | 0 | 0
12 | GEN PUB AGEN PSC PURCH 5/ | 0 | 0 | 0 | 0 | 0 | 0 | 0 | 0 | 0 | 0 | 0 | 0 | 0 | 0
13 | IOU PSC PURCHASE 6/ | 0 | 0 | 0 | 0 | 0 | 0 | 0 | 0 | 0 | 0 | 0 | 0 | 0 | 0
14 | PUBLIC SALES POST-2001 | 4783 | 4783 | 5775 | 5896 | 6221 | 7832 | 8807 | 8519 | 6268 | 6287 | 6287 | 4113 | 3640 | 4182
15 | USBR SALES POST-2001 | 199 | 199 | 157 | 76 | 7 | 4 | 4 | 3 | 8100100170198200
16 | IOU SALES POST-2001 | 1000 | 1000 | 1000 | 1000 | 1000 | 1000 | 1000 | 1000 | 1000 | 1000 | 1000 | 1000 | 1000 | 1000
17 | DSI SALES POST-2001 | 990 | 990 | 990 | 990 | 990 | 990 | 990 | 990 | 990 | 990 | 990 | 990 | 990 | 990
18 | FED DIVERSITY 7/ | -1046 | -1046 | -1159 | -1097 | -982 | -812 | -883 | -861 | -981 | -975 | -975 | -895 | -907 | -979
19 | FIRM LOADS | 10848 | 10848 | 11557 | 11740 | 12391 | 14340 | 15289 | 14996 | 12376 | 12401 | 12401 | 10366 | 9927 | 10427
HYDRO RESOURCES
20 | REGULATED HYDRO | 16010 | 16049 | 16133 | 16217 | 16618 | 18119 | 18165 | 18000 | 17430 | 17255 | 17160 | 17230 | 17467 | 16061
21 | INDEPENDENT HYDRO | 740 | 752 | 733 | 740 | 711 | 673 | 644 | 760 | 819 | 842 | 841 | 879 | 880 | 758
22 | SUS. PKNG. ADJUSTMENT 8/ | -100 | -1072 | -1975 | -1056 | -2116 | -1349 | -5398 | -3686 | -4359 | -4030 | -5296 | -1200 | -3780 | -700
23 | CAN. ENT. NON-FED(CSPE) 9/ | 0 | 0 | 0 | 0 | 0 | 0 | 0 | 0 | 0 | 0 | 0 | 0 | 0 | 0
24 | CAN. ENT. NON-FED(CNDA) 10/ | 248 | 264 | 248 | 246 | 258 | 246 | 246 | 259 | 246 | 259 | 259 | 268 | 259 | 258
25 | RESTORATION 11/ | 0 | 0 | 0 | 0 | 0 | 0 | 0 | 0 | 0 | 0 | 0 | 0 | 0 | 0
26 | TOTAL HYDRO | 16898 | 15993 | 15139 | 16147 | 15471 | 17689 | 13657 | 15333 | 14136 | 14326 | 12964 | 17177 | 14826 | 16377
OTHER RESOURCES
27 | SMALL THERMAL & MISC | 0 | 0 | 0 | 0 | 0 | 0 | 0 | 0 | 0 | 0 | 0 | 0 | 0 | 0
28 | COMBUSTION TURBINES | 0 | 0 | 0 | 0 | 0 | 0 | 0 | 0 | 0 | 0 | 0 | 0 | 0 | 0
29 | RENEWABLES 12/ | 27 | 27 | 27 | 28 | 29 | 31 | 32 | 31 | 31 | 30 | 30 | 27 | 27 | 27
30 | COGENERATION | 0 | 0 | 0 | 0 | 0 | 0 | 0 | 0 | 0 | 0 | 0 | 0 | 0 | 0
31 | IMPORTS 13/ | 88 | 88 | 117 | 153 | 206 | 260 | 234 | 190 | 162 | 165 | 165 | 75 | 93 | 109
32 | CONTRACTS IN 14/ | 0 | 0 | 0 | 0 | 0 | 0 | 0 | 0 | 0 | 0 | 0 | 0 | 0 | 0
33 | LARGE THERMAL 15/ | 1162 | 1162 | 1162 | 1162 | 1162 | 1162 | 1162 | 1162 | 1162 | 1162 | 0 | 0 | 1162 | 1162
34 | NON-UTILITY GENERATION 16/ | bar: AUG to JUL
35 | RESOURCE ACQUISITIONS 17/ | 0 | 0 | 0 | 0 | 0 | 0 | 0 | 0 | 0 | 0 | 0 | 0 | 0 | 0
36 | AUGMENT PURCHASE POST 2001 | 1175 | 1175 | 1175 | 1315 | 1315 | 1315 | 1315 | 1315 | 1315 | 1315 | 1315 | 1315 | 1315 | 1315
37 | TOTAL RESOURCES | 19351 | 18446 | 17620 | 18807 | 18184 | 20458 | 16401 | 18032 | 16807 | 16999 | 14475 | 18595 | 17424 | 18991
RESERVES MAINTENANCE & DISTRIBUTION LOSSES
38 | HYD SM THRM & MISC RES 18/ | -839 | -841 | -845 | -849 | -868 | -941 | -942 | -939 | -914 | -906 | -901 | -907 | -919 | -842
39 | LARGE THERMAL RESERVES 19/ | -174 | -174 | -174 | -174 | -174 | -174 | -174 | -174 | -174 | -174 | 0 | 0 | -174 | -174
40 | SPINNING RESERVES 20/ | -357 | -339 | -316 | -341 | -325 | -398 | -310 | -339 | -310 | -311 | -271 | -380 | -370 | -370
41 | FEDERAL HYDRO MAINT 21/ | -3263 | -2761 | -2770 | -2752 | -2705 | -1866 | -1408 | -1883 | -1915 | -2061 | -1805 | -1756 | -1635 | -2785
42 | FED TRANSMISSION LOSSES | -396 | -399 | -371 | -411 | -393 | -523 | -418 | -441 | -398 | -395 | -334 | -475 | -438 | -416
43 | NET RESOURCES | 14322 | 13932 | 13145 | 14280 | 13719 | 16556 | 13149 | 14255 | 13095 | 13150 | 11165 | 15077 | 13888 | 14404
SURPLUS/DEFICITS
44 | FIRM SURPLUS/DEFICIT | 3473 | 3084 | 1588 | 2540 | 1328 | 2216 | -2140 | -741 | 719 | 750 | -1236 | 4711 | 3961 | 3977
NOTE: 1. THE FOLLOWING CONTRACTS ARE SHOWN AS POWER SALES THROUGH THE STUDY HORIZON.
A. BPA TO BURBANK: PS & C/N/X C. BPA TO PASADENA: PS & C/N/X
B. BPA TO GLENDALE: PS & C/N/X D. BPA TO SCE: PS & C/N/X
2. SCE TO BPA: OPTION ENERGY IS NOT INCLUDED IN THIS STUDY.
3. BPA TO SCE: OPTION CAPACITY IS INCLUDED THROUGH OY 2004.
4. THE FOLLOWING CONTRACTS ARE RESOURCE OPTIONS AND NOT INCLUDED THROUGH THE STUDY HORIZON.
A. BURBANK TO BPA: SUPPLEMENTAL ENERGY C. PASADENA TO BPA: SUPPLEMENTAL ENERGY
B. GLENDALE TO BPA: SUPPLEMENTAL ENERGY D. SCE TO BPA: SUPPLEMENTAL ENERGY

## 2006p
M E D I U M L O A D S
2002 RATE FILING: 02/07/00
2005- 6 OPERATING YEAR RUN DATE: 02/08/00
PEAK IN MEGAWATTS
|  | AUG | AUG | SEP | OCT | NOV | DEC | JAN | FEB | MAR | APR | APR | MAY | JUN | JUL
|  | 1-15 | 16-31 | [7 empty] | 1-15 | 16-30
PRE-2001 LOADS
1 | FEDERAL AGENCIES | 0 | 0 | 0 | 0 | 0 | 0 | 0 | 0 | 0 | 0 | 0 | 0 | 0 | 0
2 | FEDERAL GPU TRANS LOSSES | 0 | 0 | 0 | 0 | 0 | 0 | 0 | 0 | 0 | 0 | 0 | 0 | 0 | 0
3 | FEDERAL NGP TRANS LOSSES | 0 | 0 | 0 | 0 | 0 | 0 | 0 | 0 | 0 | 0 | 0 | 0 | 0 | 0
4 | USBR | 0 | 0 | 0 | 0 | 0 | 0 | 0 | 0 | 0 | 0 | 0 | 0 | 0 | 0
5 | DSI FIRM LOAD | 0 | 0 | 0 | 0 | 0 | 0 | 0 | 0 | 0 | 0 | 0 | 0 | 0 | 0
6 | DSI FIRM LOSSES | 0 | 0 | 0 | 0 | 0 | 0 | 0 | 0 | 0 | 0 | 0 | 0 | 0 | 0
7 | SM & NON GEN PUB PURCH 1/ | 0 | 0 | 0 | 0 | 0 | 0 | 0 | 0 | 0 | 0 | 0 | 0 | 0 | 0
8 | FIRM SYSTEM LOAD | 0 | 0 | 0 | 0 | 0 | 0 | 0 | 0 | 0 | 0 | 0 | 0 | 0 | 0
UTILITY TRANSFERS OUT
9 | EXPORTS 2/ | 2666 | 2666 | 2657 | 2632 | 2557 | 2567 | 2518 | 2522 | 2508 | 2484 | 2484 | 2597 | 2624 | 2640
10 | CONTRACTS OUT 3/ | 2268 | 2268 | 2148 | 2254 | 2609 | 2773 | 2710 | 2682 | 2441 | 2321 | 2321 | 2198 | 2188 | 2197
11 | CSPE TO WEST GROUP UTIL 4/ | 0 | 0 | 0 | 0 | 0 | 0 | 0 | 0 | 0 | 0 | 0 | 0 | 0 | 0
12 | GEN PUB AGEN PSC PURCH 5/ | 0 | 0 | 0 | 0 | 0 | 0 | 0 | 0 | 0 | 0 | 0 | 0 | 0 | 0
13 | IOU PSC PURCHASE 6/ | 0 | 0 | 0 | 0 | 0 | 0 | 0 | 0 | 0 | 0 | 0 | 0 | 0 | 0
14 | PUBLIC SALES POST-2001 | 4874 | 4874 | 5838 | 5965 | 6440 | 8089 | 9072 | 8790 | 6425 | 6335 | 6335 | 4522 | 3930 | 4486
15 | USBR SALES POST-2001 | 199 | 199 | 157 | 76 | 7 | 4 | 4 | 3 | 8100100170198200
16 | IOU SALES POST-2001 | 1000 | 1000 | 1000 | 1000 | 1000 | 1000 | 1000 | 1000 | 1000 | 1000 | 1000 | 1000 | 1000 | 1000
17 | DSI SALES POST-2001 | 990 | 990 | 990 | 990 | 990 | 990 | 990 | 990 | 990 | 990 | 990 | 990 | 990 | 990
18 | FED DIVERSITY 7/ | -1058 | -1058 | -1168 | -1106 | -1005 | -830 | -895 | -873 | -987 | -966 | -966 | -926 | -925 | -999
19 | FIRM LOADS | 10939 | 10939 | 11622 | 11811 | 12598 | 14593 | 15399 | 15114 | 12385 | 12264 | 12264 | 10551 | 10005 | 10518
HYDRO RESOURCES
20 | REGULATED HYDRO | 16010 | 16049 | 16133 | 16217 | 16618 | 18119 | 18165 | 18000 | 17430 | 17255 | 17160 | 17230 | 17467 | 16061
21 | INDEPENDENT HYDRO | 740 | 752 | 733 | 740 | 711 | 673 | 644 | 760 | 819 | 842 | 841 | 879 | 880 | 758
22 | SUS. PKNG. ADJUSTMENT 8/ | -100 | -1051 | -1953 | -1038 | -2093 | -1326 | -5398 | -3671 | -4359 | -4030 | -5296 | -1200 | -3766 | -700
23 | CAN. ENT. NON-FED(CSPE) 9/ | 0 | 0 | 0 | 0 | 0 | 0 | 0 | 0 | 0 | 0 | 0 | 0 | 0 | 0
24 | CAN. ENT. NON-FED(CNDA) 10/ | 248 | 264 | 248 | 246 | 258 | 246 | 246 | 259 | 246 | 259 | 259 | 268 | 259 | 258
25 | RESTORATION 11/ | 0 | 0 | 0 | 0 | 0 | 0 | 0 | 0 | 0 | 0 | 0 | 0 | 0 | 0
26 | TOTAL HYDRO | 16898 | 16014 | 15161 | 16165 | 15494 | 17712 | 13657 | 15348 | 14136 | 14326 | 12964 | 17177 | 14840 | 16377
OTHER RESOURCES
27 | SMALL THERMAL & MISC | 0 | 0 | 0 | 0 | 0 | 0 | 0 | 0 | 0 | 0 | 0 | 0 | 0 | 0
28 | COMBUSTION TURBINES | 0 | 0 | 0 | 0 | 0 | 0 | 0 | 0 | 0 | 0 | 0 | 0 | 0 | 0
29 | RENEWABLES 12/ | 27 | 27 | 27 | 28 | 29 | 31 | 32 | 31 | 31 | 30 | 30 | 27 | 27 | 27
30 | COGENERATION | 0 | 0 | 0 | 0 | 0 | 0 | 0 | 0 | 0 | 0 | 0 | 0 | 0 | 0
31 | IMPORTS 13/ | 88 | 88 | 117 | 153 | 206 | 260 | 234 | 190 | 162 | 165 | 165 | 75 | 93 | 109
32 | CONTRACTS IN 14/ | 0 | 0 | 0 | 0 | 0 | 0 | 0 | 0 | 0 | 0 | 0 | 0 | 0 | 0
33 | LARGE THERMAL 15/ | 1162 | 1162 | 1162 | 1162 | 1162 | 1162 | 1162 | 1162 | 1162 | 1162 | 1162 | 1162 | 1162 | 1162
34 | NON-UTILITY GENERATION 16/ | bar: AUG to JUL
35 | RESOURCE ACQUISITIONS 17/ | 0 | 0 | 0 | 0 | 0 | 0 | 0 | 0 | 0 | 0 | 0 | 0 | 0 | 0
36 | AUGMENT PURCHASE POST 2001 | 1315 | 1315 | 1315 | 1243 | 1243 | 1243 | 1243 | 1243 | 1243 | 1243 | 1243 | 1243 | 1243 | 1243
37 | TOTAL RESOURCES | 19491 | 18608 | 17783 | 18753 | 18136 | 20409 | 16329 | 17975 | 16736 | 16927 | 15565 | 19685 | 17367 | 18919
RESERVES MAINTENANCE & DISTRIBUTION LOSSES
38 | HYD SM THRM & MISC RES 18/ | -839 | -841 | -845 | -849 | -868 | -941 | -942 | -939 | -914 | -906 | -901 | -907 | -919 | -842
39 | LARGE THERMAL RESERVES 19/ | -174 | -174 | -174 | -174 | -174 | -174 | -174 | -174 | -174 | -174 | -174 | -174 | -174 | -174
40 | SPINNING RESERVES 20/ | -357 | -339 | -316 | -341 | -325 | -398 | -310 | -340 | -310 | -311 | -311 | -421 | -371 | -370
41 | FEDERAL HYDRO MAINT 21/ | -3263 | -2761 | -2770 | -2752 | -2705 | -1866 | -1408 | -1883 | -1915 | -2061 | -1805 | -1756 | -1635 | -2785
42 | FED TRANSMISSION LOSSES | -400 | -404 | -376 | -410 | -391 | -521 | -415 | -439 | -396 | -393 | -364 | -506 | -436 | -413
43 | NET RESOURCES | 14457 | 14088 | 13302 | 14227 | 13672 | 16508 | 13079 | 14200 | 13026 | 13081 | 12009 | 15921 | 13832 | 14335
SURPLUS/DEFICITS
44 | FIRM SURPLUS/DEFICIT | 3519 | 3149 | 1680 | 2417 | 1074 | 1916 | -2320 | -914 | 641 | 817 | -255 | 5371 | 3827 | 3817
NOTE: 1. THE FOLLOWING CONTRACTS ARE SHOWN AS POWER SALES THROUGH THE STUDY HORIZON.
A. BPA TO BURBANK: PS & C/N/X C. BPA TO PASADENA: PS & C/N/X
B. BPA TO GLENDALE: PS & C/N/X D. BPA TO SCE: PS & C/N/X
2. SCE TO BPA: OPTION ENERGY IS NOT INCLUDED IN THIS STUDY.
3. BPA TO SCE: OPTION CAPACITY IS INCLUDED THROUGH OY 2004.
4. THE FOLLOWING CONTRACTS ARE RESOURCE OPTIONS AND NOT INCLUDED THROUGH THE STUDY HORIZON.
A. BURBANK TO BPA: SUPPLEMENTAL ENERGY C. PASADENA TO BPA: SUPPLEMENTAL ENERGY
B. GLENDALE TO BPA: SUPPLEMENTAL ENERGY D. SCE TO BPA: SUPPLEMENTAL ENERGY

## 2007p
M E D I U M L O A D S
2002 RATE FILING: 02/07/00
2006- 7 OPERATING YEAR RUN DATE: 02/08/00
PEAK IN MEGAWATTS
|  | AUG | AUG | SEP | OCT | NOV | DEC | JAN | FEB | MAR | APR | APR | MAY | JUN | JUL
|  | 1-15 | 16-31 | [7 empty] | 1-15 | 16-30
PRE-2001 LOADS
1 | FEDERAL AGENCIES | 0 | 0 | 0 | 0 | 0 | 0 | 0 | 0 | 0 | 0 | 0 | 0 | 0 | 0
2 | FEDERAL GPU TRANS LOSSES | 0 | 0 | 0 | 0 | 0 | 0 | 0 | 0 | 0 | 0 | 0 | 0 | 0 | 0
3 | FEDERAL NGP TRANS LOSSES | 0 | 0 | 0 | 0 | 0 | 0 | 0 | 0 | 0 | 0 | 0 | 0 | 0 | 0
4 | USBR | 0 | 0 | 0 | 0 | 0 | 0 | 0 | 0 | 0 | 0 | 0 | 0 | 0 | 0
5 | DSI FIRM LOAD | 0 | 0 | 0 | 0 | 0 | 0 | 0 | 0 | 0 | 0 | 0 | 0 | 0 | 0
6 | DSI FIRM LOSSES | 0 | 0 | 0 | 0 | 0 | 0 | 0 | 0 | 0 | 0 | 0 | 0 | 0 | 0
7 | SM & NON GEN PUB PURCH 1/ | 0 | 0 | 0 | 0 | 0 | 0 | 0 | 0 | 0 | 0 | 0 | 0 | 0 | 0
8 | FIRM SYSTEM LOAD | 0 | 0 | 0 | 0 | 0 | 0 | 0 | 0 | 0 | 0 | 0 | 0 | 0 | 0
UTILITY TRANSFERS OUT
9 | EXPORTS 2/ | 2619 | 2619 | 2611 | 2481 | 2408 | 2417 | 2215 | 2218 | 2203 | 2179 | 2179 | 2292 | 2320 | 2336
10 | CONTRACTS OUT 3/ | 2106 | 2106 | 1980 | 1300 | 1591 | 1677 | 1644 | 1630 | 1487 | 1463 | 1463 | 1224 | 1239 | 1260
11 | CSPE TO WEST GROUP UTIL 4/ | 0 | 0 | 0 | 0 | 0 | 0 | 0 | 0 | 0 | 0 | 0 | 0 | 0 | 0
12 | GEN PUB AGEN PSC PURCH 5/ | 0 | 0 | 0 | 0 | 0 | 0 | 0 | 0 | 0 | 0 | 0 | 0 | 0 | 0
13 | IOU PSC PURCHASE 6/ | 0 | 0 | 0 | 0 | 0 | 0 | 0 | 0 | 0 | 0 | 0 | 0 | 0 | 0
14 | PUBLIC SALES POST-2001 | 5217 | 5217 | 6192 | 7145 | 7502 | 9310 | 10308 | 9930 | 7378 | 7228 | 7228 | 5502 | 4981 | 5656
15 | USBR SALES POST-2001 | 199 | 199 | 157 | 76 | 7 | 4 | 4 | 3 | 8100100170198200
16 | IOU SALES POST-2001 | 1000 | 1000 | 1000 | 2200 | 2200 | 2200 | 2200 | 2200 | 2200 | 2200 | 2200 | 2200 | 2200 | 2200
17 | DSI SALES POST-2001 | 990 | 990 | 990 | 990 | 990 | 990 | 990 | 990 | 990 | 990 | 990 | 990 | 990 | 990
18 | FED DIVERSITY 7/ | -1082 | -1082 | -1192 | -1277 | -1129 | -923 | -991 | -963 | -1107 | -1089 | -1089 | -1071 | -1095 | -1185
19 | FIRM LOADS | 11049 | 11049 | 11738 | 12915 | 13569 | 15675 | 16370 | 16008 | 13159 | 13071 | 13071 | 11307 | 10833 | 11461
HYDRO RESOURCES
20 | REGULATED HYDRO | 16010 | 16049 | 16133 | 16217 | 16618 | 18119 | 18165 | 18000 | 17430 | 17255 | 17160 | 17230 | 17467 | 16061
21 | INDEPENDENT HYDRO | 740 | 752 | 733 | 740 | 711 | 673 | 644 | 760 | 819 | 842 | 841 | 879 | 880 | 758
22 | SUS. PKNG. ADJUSTMENT 8/ | -100 | -1032 | -1935 | -1022 | -2069 | -1306 | -5398 | -3654 | -4359 | -4030 | -5296 | -1200 | -3750 | -700
23 | CAN. ENT. NON-FED(CSPE) 9/ | 0 | 0 | 0 | 0 | 0 | 0 | 0 | 0 | 0 | 0 | 0 | 0 | 0 | 0
24 | CAN. ENT. NON-FED(CNDA) 10/ | 248 | 264 | 248 | 246 | 258 | 246 | 246 | 259 | 246 | 259 | 259 | 268 | 259 | 258
25 | RESTORATION 11/ | 0 | 0 | 0 | 0 | 0 | 0 | 0 | 0 | 0 | 0 | 0 | 0 | 0 | 0
26 | TOTAL HYDRO | 16898 | 16033 | 15179 | 16181 | 15518 | 17732 | 13657 | 15365 | 14136 | 14326 | 12964 | 17177 | 14856 | 16377
OTHER RESOURCES
27 | SMALL THERMAL & MISC | 0 | 0 | 0 | 0 | 0 | 0 | 0 | 0 | 0 | 0 | 0 | 0 | 0 | 0
28 | COMBUSTION TURBINES | 0 | 0 | 0 | 0 | 0 | 0 | 0 | 0 | 0 | 0 | 0 | 0 | 0 | 0
29 | RENEWABLES 12/ | 27 | 27 | 27 | 28 | 29 | 31 | 32 | 31 | 31 | 30 | 30 | 27 | 27 | 27
30 | COGENERATION | 0 | 0 | 0 | 0 | 0 | 0 | 0 | 0 | 0 | 0 | 0 | 0 | 0 | 0
31 | IMPORTS 13/ | 88 | 88 | 117 | 153 | 206 | 260 | 234 | 190 | 162 | 165 | 165 | 75 | 93 | 109
32 | CONTRACTS IN 14/ | 0 | 0 | 0 | 0 | 0 | 0 | 0 | 0 | 0 | 0 | 0 | 0 | 0 | 0
33 | LARGE THERMAL 15/ | 1162 | 1162 | 1162 | 1162 | 1162 | 1162 | 1162 | 1162 | 1162 | 1162 | 0 | 0 | 1162 | 1162
34 | NON-UTILITY GENERATION 16/ | bar: AUG to JUL
35 | RESOURCE ACQUISITIONS 17/ | 0 | 0 | 0 | 0 | 0 | 0 | 0 | 0 | 0 | 0 | 0 | 0 | 0 | 0
36 | AUGMENT PURCHASE POST 2001 | 1243 | 1243 | 1243 | 2488 | 2488 | 2488 | 2488 | 2488 | 2488 | 2488 | 2488 | 2488 | 2488 | 2488
37 | TOTAL RESOURCES | 19419 | 18554 | 17730 | 20012 | 19403 | 21674 | 17573 | 19236 | 17980 | 18171 | 15647 | 19768 | 18626 | 20164
RESERVES MAINTENANCE & DISTRIBUTION LOSSES
38 | HYD SM THRM & MISC RES 18/ | -839 | -841 | -845 | -849 | -868 | -941 | -942 | -939 | -914 | -906 | -901 | -907 | -919 | -842
39 | LARGE THERMAL RESERVES 19/ | -174 | -174 | -174 | -174 | -174 | -174 | -174 | -174 | -174 | -174 | 0 | 0 | -174 | -174
40 | SPINNING RESERVES 20/ | -357 | -340 | -317 | -342 | -326 | -399 | -310 | -340 | -310 | -311 | -271 | -380 | -371 | -370
41 | FEDERAL HYDRO MAINT 21/ | -3263 | -2761 | -2770 | -2752 | -2705 | -1866 | -1408 | -1883 | -1915 | -2061 | -1805 | -1756 | -1635 | -2785
42 | FED TRANSMISSION LOSSES | -398 | -403 | -374 | -452 | -434 | -564 | -457 | -481 | -438 | -434 | -373 | -514 | -478 | -455
43 | NET RESOURCES | 14388 | 14036 | 13250 | 15444 | 14896 | 17730 | 14282 | 15419 | 14228 | 14283 | 12298 | 16210 | 15049 | 15537
SURPLUS/DEFICITS
44 | FIRM SURPLUS/DEFICIT | 3339 | 2987 | 1512 | 2530 | 1328 | 2055 | -2088 | -589 | 1069 | 1213 | -773 | 4903 | 4216 | 4076
NOTE: 1. THE FOLLOWING CONTRACTS ARE SHOWN AS POWER SALES THROUGH THE STUDY HORIZON.
A. BPA TO BURBANK: PS & C/N/X C. BPA TO PASADENA: PS & C/N/X
B. BPA TO GLENDALE: PS & C/N/X D. BPA TO SCE: PS & C/N/X
2. SCE TO BPA: OPTION ENERGY IS NOT INCLUDED IN THIS STUDY.
3. BPA TO SCE: OPTION CAPACITY IS INCLUDED THROUGH OY 2004.
4. THE FOLLOWING CONTRACTS ARE RESOURCE OPTIONS AND NOT INCLUDED THROUGH THE STUDY HORIZON.
A. BURBANK TO BPA: SUPPLEMENTAL ENERGY C. PASADENA TO BPA: SUPPLEMENTAL ENERGY
B. GLENDALE TO BPA: SUPPLEMENTAL ENERGY D. SCE TO BPA: SUPPLEMENTAL ENERGY

## notes
Federal Table 2
1. BPA’s small and nongenerating public agencies’ purchases are requirements these agencies place on
BPA under their power sales contracts and BPA’s partnership program. BPA’s obligation is each
agency’s net firm load requirement not served by its own dedicated resources. These contracts expire
between June 30, 2001, and September 30, 2001.
2. BPA’s exports include: BPA to Azusa, power exchange and capacity sale; BPA to Banning, power
exchange and capacity sale; BPA to BART, power sale; BPA to Burbank, power sale and
capacity/energy exchange; BPA to Colton, power exchange and capacity sale; BPA to Farmington,
power sale (expires prior to rate period); BPA to Federal agencies, power sale; BPA to Glendale,
power sale and capacity/energy exchange; BPA to M-S-R, power sale; BPA to other entities east of
the continental divide, power sale; BPA to other entities in the Pacific Southwest, power sales; BPA
to Palo Alto, capacity sale and seasonal energy (expires prior to rate period); BPA to Pasadena, power
sale, capacity/energy exchange and seasonal energy exchange; BPA to Riverside, capacity/energy
exchange, capacity sale and diversity exchange; BPA to SCE, power sale, capacity/energy exchange,
environmental storage (expires prior to rate period), and option capacity; BPA to SCE Source, power
sale (expires prior to rate period); BPA to BC Hydro for Canadian Entitlement; and BPA’s
Northwest-Southwest Intertie losses.
3. BPA’s contracts out include: BPA to AVC, power sale, supplemental and entitlement capacity,
deferred power exchange (expires prior to rate period) and WNP-3 settlement; BPA to Bandon, power
sale; BPA to Big Bend Electric Cooperative, summer seasonal product; BPA to Central Electric
Cooperative, summer seasonal product; BPA to Chelan County PUD, supplemental and entitlement
capacity sale; BPA to Clatskanie, power sale; BPA to the city of Ashland, power sale; BPA to the city
of Idaho Falls, power sale; BPA to Colockum, supplemental and entitlement capacity sale; BPA to
Columbia Basin Electric Cooperative, summer seasonal product; BPA to Columbia River PUD,
power sale; BPA to Columbia Rural Electric Association, summer seasonal product; BPA to Cowlitz
County PUD, supplemental and entitlement capacity and power sale; BPA to Douglas County PUD,
supplemental and entitlement capacity and power sale; BPA to Eugene Water and Electric Board,
supplemental and entitlement capacity and power sale; BPA to City of Forest Grove, supplemental
and entitlement capacity and power sale; BPA to Grant County PUD, supplemental and entitlement
capacity and power sale; BPA to Harney Electric Cooperative, summer seasonal product; BPA to
Idaho Power Company for Harney and Wells, BPA to Inland Power and Light, summer seasonal
product; BPA to Kittitas County PUD, supplemental and entitlement capacity sale; BPA to Lewis
County PUD, power sale; BPA to Lower Valley, power sale; BPA to Mason County PUD #3, power
sale; BPA to City of McMinnville, supplemental and entitlement capacity and power sale; BPA to
Midstate Electric Cooperative, summer seasonal product; BPA to Milton-Freewater, power sale; BPA
to Modern Electric Cooperative, power sale; BPA to Monmouth, power sale; BPA to Montana Power
Company, capacity/energy exchange; BPA to Nespelem Valley Electric Cooperative, summer
seasonal product; BPA to Northern Wasco Electric Cooperative, power sale; BPA to Okanogan,
supplemental and entitlement capacity and summer seasonal product; BPA to other entities, power
sales; BPA to small and nongenerating public agencies, power sales; BPA to PP&L, capacity sale,
supplemental and entitlement capacity sale, Southern Idaho exchange, and Centralia standby; BPA to
PGE, capacity sale (expires prior to rate period), supplemental and entitlement capacity, and power
sale (expires prior to rate period); BPA to PSE, Baker Head loss, power sale (expires prior to rate
period), and WNP-3 settlement; BPA to Ravalli Electric Cooperative, power sale; BPA to Richland,
Ormet power sale; BPA to Salem Electric Cooperative, green power sale; BPA to SCL, supplemental
and entitlement capacity sale; BPA to Snohomish County PUD, power sale; BPA to Springfield
Utility Board, power sale; BPA to Surprise Valley, summer seasonal product; BPA to TPU,
supplemental and entitlement capacity and power sale; BPA to Tillamook, power sale; BPA to United
Electric Cooperative, power sale; BPA to Umatilla Electric Cooperative, summer seasonal product;
BPA to Vigilante Electric Cooperative, summer seasonal product; BPA to Wasco Electric
Cooperative, summer seasonal product; and BPA to Western Oregon Cooperative, power sale.
4. Columbia Storage Power Exchange (CSPE) is the sale of the Canadian share of downstream benefits
under the Columbia River Treaty with Canada to a group of Northwest utilities, expiring April 1,
2003
5. BPA’s generating public agencies’ purchases are requirements that these agencies place on BPA
under their 1981 power sales contracts and BPA’s partnership program. BPA’s obligation is each
agency’s net firm load requirement not served by its own dedicated resources. These contracts expire
between June 30, 2001, and September 30, 2001.
6. No investor-owned utility customers purchasing power under the 1981 power sales contract.
7. Federal diversity is a percentage reduction applied to the Federal system non-coincidental peak utility
requirements. This is due to the fact that all peaking electrical loads do not occur simultaneously
throughout the region.
8. Sustained peaking adjustment is a percentage reduction applied to the Federal hydro system to meet a
capacity load of 50 hours per week. This adjustment also includes reductions for Federal hydro
maintenance, spinning reserves, forced outage reserves, and summer flow augmentation on the Snake
River and John Day hydro projects.
9. Canadian Entitlement Return non-Federal to the Columbia River Storage Exchange (CSPE) reflects
the public agencies’ and IOUs’ obligation of Canadian Entitlement allocation to the Northwest
entities of the CSPE, which expires March 31, 2003.
10. Canadian Entitlement Return non-Federal to Canada reflects the Federal system, public agencies’ and
IOUs’ obligation of Canadian Entitlement allocation to Canada, which began April 1, 1998.
11. Restoration adjustments for the losses and gains of the hydro system due to Canadian storage under
the terms of the Pacific Northwest Coordination Agreement. It is an obligation to those utilities that
gained generation from the addition of Canadian storage, and a resource gain to utilities that lost
generation from Canadian storage.
12. Federal renewable resources include: James River Wauna.
13. BPA’s imports include: Azusa to BPA, power exchange and peak replacement; Banning to BPA,
power exchange and peak replacement; BGP to BPA, supplemental energy (assumed to be zero);
Burbank to BPA, exchange energy; Colton to BPA, power exchange and peak replacement; Glendale
to BPA, exchange energy; other entities to BPA, power sale; Pasadena to BPA, exchange energy,
peak replacement energy, and seasonal replacement energy; PP&L (Wyoming Division) to BPA for
Southern Idaho, power sale; Riverside to BPA, exchange energy, peak replacement energy, diversity
exchange energy, and seasonal exchange energy; Sierra to BPA for Harney and Wells; SCE to BPA,
exchange energy (assumed to be zero), supplemental energy (assumed to be zero), environmental
storage (assumed to be zero; expires prior to rate period), option energy, and peak replacement; and
PowerEx to BPA for ABC, peak replacement energy, and for Palo Alto, peak replacement energy
(expires prior to rate period).
14. Federal contracts in include: AVC to BPA, supplemental entitlement peak replacement and WNP-3
settlement; Chelan County PUD to BPA, supplemental entitlement peak replacement; Colockum to
BPA, supplemental entitlement peak replacement; Cowlitz County PUD to BPA, supplemental
entitlement peak replacement; Douglas County PUD to BPA, supplemental entitlement peak
replacement; Eugene Water and Electric Board to BPA, supplemental entitlement peak replacement;
Grant County PUD to BPA, supplemental entitlement peak replacement; City of Forest Grove to
BPA, supplemental entitlement peak replacement; Kittitas County PUD to BPA, supplemental
entitlement peak replacement; MPC to BPA, exchange energy and peak replacement; Okanogan
County PUD to BPA, supplemental entitlement peak replacement; other entities to BPA, power sale;
PP&L to BPA, peak replacement and supplemental entitlement peak replacement; PGE to BPA, peak
replacement (expires prior to rate period) and supplemental entitlement peak replacement; PSE to
BPA, supplemental entitlement peak replacement and WNP-3 settlement; SCL to BPA, supplemental
entitlement peak replacement; and TPU to BPA, supplemental entitlement peak replacement.
15. Federal large thermal includes the generation from WNP-2, operated by Energy Northwest.
16. Non-utility generation (NUG) resources include generation provided to BPA by independent power
producers and resources included under the Public Utility Regulatory Policies Act (PURPA).
17. Resource acquisitions are resources BPA has identified and contracted for future purchase. When
new Federal resource acquisitions are contracted for and/or on-line, they will be included in the loads
and resources balance.
18. Hydro, small thermal and miscellaneous resources, and combustion turbine reserve requirements are
estimated at 5 percent of the Federal capacity of these resources.
19. Large thermal reserve requirements are estimated at 15 percent of the WNP-2 nuclear project.
20. Federal spinning reserve is the reserve generating capacity maintained to provide a regulating margin
for the automatic generation and frequency control of power generation.
21. Hydro maintenance is the sum of all Federal hydro project maintenance based on the mean of the
1983-84 through 1988-89 schedules submitted to the Northwest Power Pool.

## Sheet27
Table 2-13
Projected Product Sales
(MWh)
|  | Full & Partial Service |  |  | Block |  | Load
| HLH | LLH | Peak | HLH | LLH | Peak | Variance
| MWh | MWh | MW | MWh | MWh | MW | MWh
2001-10-01 | 860618 | 596561 | 2532 | 603568 | 428064 | 1417 | 1650246 |  | 2488811 | 3949
2001-11-01 | 958367 | 646206 | 2765 | 705111 | 499904 | 1715 | 1688652 |  | 2809588 | 4480
2001-12-01 | 1104571 | 736598 | 3021 | 820950 | 610090 | 1942 | 1756711 |  | 3272209 | 4963
2002-01-01 | 1131769 | 765548 | 3303 | 855112 | 599893 | 2010 | 1744591 |  | 3352322 | 5313
2002-02-01 | 982978 | 672730 | 2942 | 750355 | 540809 | 1958 | 1683179 |  | 2946872 | 4900
2002-03-01 | 971527 | 666864 | 2844 | 753413 | 562137 | 1781 | 1670374 |  | 2953941 | 4625
2002-04-01 | 902443 | 601509 | 2567 | 682484 | 480759 | 1662 | 1639393 |  | 2667195 | 4229
2002-05-01 | 839371 | 568151 | 2201 | 635504 | 444942 | 1494 | 1594023 |  | 2487968 | 3695
2002-06-01 | 797476 | 524191 | 1970 | 527109 | 398634 | 1292 | 1579688 |  | 2247410 | 3262
2002-07-01 | 825520 | 523201 | 2022 | 591758 | 410205 | 1389 | 1593038 |  | 2350684 | 3411
2002-08-01 | 838259 | 548473 | 2088 | 622325 | 435812 | 1461 | 1623921 |  | 2444869 | 3549
2002-09-01 | 850219 | 530824 | 2198 | 587347 | 443437 | 1438 | 1653513 |  | 2411827 | 3636
2002-10-01 | 909983 | 592668 | 2597 | 606618 | 429671 | 1424 | 1662205 |  | 2538940 | 4021
2002-11-01 | 986839 | 665739 | 2835 | 708473 | 501634 | 1723 | 1702129 |  | 2862685 | 4558
2002-12-01 | 1130154 | 751362 | 3079 | 824739 | 612024 | 1951 | 1772018 |  | 3318279 | 5030
2003-01-01 | 1157284 | 781966 | 3374 | 857315 | 601105 | 2016 | 1759877 |  | 3397670 | 5390
2003-02-01 | 1000440 | 683991 | 2994 | 752311 | 541934 | 1963 | 1695645 |  | 2978676 | 4957
2003-03-01 | 987420 | 677118 | 2886 | 755524 | 563125 | 1786 | 1683097 |  | 2983187 | 4672
2003-04-01 | 920939 | 610881 | 2604 | 684430 | 481768 | 1666 | 1650889 |  | 2698018 | 4270
2003-05-01 | 857166 | 577412 | 2257 | 637089 | 446112 | 1497 | 1605850 |  | 2517779 | 3754
2003-06-01 | 817440 | 535469 | 2032 | 528988 | 399347 | 1297 | 1591755 |  | 2281244 | 3329
2003-07-01 | 847972 | 535342 | 2076 | 593346 | 411300 | 1393 | 1606061 |  | 2387960 | 3469
2003-08-01 | 861609 | 558987 | 2133 | 615193 | 445627 | 1457 | 1637163 |  | 2481416 | 3590
2003-09-01 | 870285 | 544017 | 2246 | 597064 | 436429 | 1451 | 1665203 |  | 2447795 | 3697
2003-10-01 | 935842 | 607089 | 2658 | 608686 | 430638 | 1429 | 1674290 |  | 2582255 | 4087
2003-11-01 | 1017150 | 680656 | 2902 | 702075 | 511269 | 1717 | 1715853 |  | 2911150 | 4619
2003-12-01 | 1156991 | 770595 | 3149 | 836505 | 603988 | 1967 | 1787416 |  | 3368079 | 5116
2004-01-01 | 1187770 | 799625 | 3458 | 861129 | 603403 | 2025 | 1775398 |  | 3451927 | 5483
2004-02-01 | 1039938 | 706064 | 3101 | 763111 | 567501 | 1933 | 1707949 |  | 3076614 | 5034
2004-03-01 | 1011712 | 694896 | 2966 | 766941 | 557203 | 1804 | 1695965 |  | 3030752 | 4770
2004-04-01 | 942075 | 624806 | 2669 | 687360 | 483397 | 1673 | 1662599 |  | 2737638 | 4342
2004-05-01 | 878703 | 589073 | 2307 | 631394 | 456149 | 1494 | 1618063 |  | 2555319 | 3801
2004-06-01 | 835746 | 550294 | 2078 | 540380 | 391940 | 1313 | 1604161 |  | 2318360 | 3391
2004-07-01 | 868609 | 548634 | 2122 | 595958 | 412810 | 1399 | 1619580 |  | 2426011 | 3521
2004-08-01 | 882287 | 573015 | 2179 | 617707 | 447233 | 1463 | 1650802 |  | 2520242 | 3642
2004-09-01 | 890599 | 557087 | 2290 | 599576 | 437902 | 1457 | 1677274 |  | 2485164 | 3747
2004-10-01 | 956607 | 617809 | 2713 | 604337 | 439563 | 1428 | 1686769 |  | 2618316 | 4141
2004-11-01 | 1034544 | 695653 | 2959 | 713415 | 505016 | 1735 | 1729638 |  | 2948628 | 4694
2004-12-01 | 1180758 | 785915 | 3201 | 840000 | 606285 | 1975 | 1803189 |  | 3412958 | 5176
2005-01-01 | 1213800 | 813021 | 3520 | 856062 | 616344 | 2025 | 1791276 |  | 3499227 | 5545
2005-02-01 | 1049117 | 714638 | 3135 | 759958 | 546640 | 1983 | 1721098 |  | 3070353 | 5118
2005-03-01 | 1030982 | 707840 | 3016 | 771286 | 559894 | 1814 | 1709064 |  | 3070002 | 4830
2005-04-01 | 960549 | 636738 | 2714 | 691123 | 485849 | 1683 | 1674434 |  | 2774259 | 4397
2005-05-01 | 896327 | 600778 | 2346 | 635155 | 458294 | 1503 | 1630289 |  | 2590554 | 3849
2005-06-01 | 853271 | 561871 | 2117 | 543724 | 394021 | 1321 | 1616686 |  | 2352887 | 3438
2005-07-01 | 890941 | 560892 | 2163 | 590106 | 424272 | 1398 | 1633220 |  | 2466211 | 3561
2005-08-01 | 901195 | 587815 | 2220 | 629998 | 440552 | 1479 | 1664411 |  | 2559560 | 3699
2005-09-01 | 910547 | 569873 | 2332 | 602920 | 440055 | 1465 | 1689454 |  | 2523395 | 3797
2005-10-01 | 975038 | 629775 | 2757 | 608101 | 442089 | 1437 | 1699259 |  | 2655003 | 4194
2005-11-01 | 1054823 | 709326 | 3008 | 717604 | 507715 | 1745 | 1743724 |  | 2989468 | 4753
2005-12-01 | 1204328 | 801095 | 3255 | 844791 | 609295 | 1986 | 1819199 |  | 3459509 | 5241
2006-01-01 | 1240570 | 831016 | 3587 | 861092 | 619189 | 2037 | 1807308 |  | 3551867 | 5624
2006-02-01 | 1072573 | 730596 | 3195 | 764214 | 549426 | 1994 | 1734119 |  | 3116809 | 5189
2006-03-01 | 1054532 | 723981 | 3074 | 775632 | 562660 | 1824 | 1722382 |  | 3116805 | 4898
2006-04-01 | 984988 | 650214 | 2767 | 686501 | 496757 | 1681 | 1686559 |  | 2818460 | 4448
2006-05-01 | 915430 | 616144 | 2391 | 647077 | 452353 | 1521 | 1642641 |  | 2631004 | 3912
2006-06-01 | 871282 | 573723 | 2154 | 547068 | 396174 | 1329 | 1629452 |  | 2388247 | 3483
2006-07-01 | 910845 | 573728 | 2203 | 593454 | 426535 | 1406 | 1647025 |  | 2504562 | 3609
2006-08-01 | 925451 | 604191 | 2269 | 633474 | 442761 | 1488 | 1678379 |  | 2605877 | 3757
2006-09-01 | 933922 | 585212 | 2380 | 606681 | 441792 | 1474 | 1701837 |  | 2567607 | 3854
| 2001-10-01 | 2001-11-01 | 2001-12-01 | 2002-01-01 | 2002-02-01 | 2002-03-01 | 2002-04-01 | 2002-05-01 | 2002-06-01 | 2002-07-01 | 2002-08-01 | 2002-09-01 | Total
2002 | 2488811 | 2809588 | 3272209 | 3352322 | 2946872 | 2953941 | 2667195 | 2487968 | 2247410 | 2350684 | 2444869 | 2411827 | 32433696
2003 | 2538940 | 2862685 | 3318279 | 3397670 | 2978676 | 2983187 | 2698018 | 2517779 | 2281244 | 2387960 | 2481416 | 2447795 | 32893649
2004 | 2582255 | 2911150 | 3368079 | 3451927 | 3076614 | 3030752 | 2737638 | 2555319 | 2318360 | 2426011 | 2520242 | 2485164 | 33463511
2005 | 2618316 | 2948628 | 3412958 | 3499227 | 3070353 | 3070002 | 2774259 | 2590554 | 2352887 | 2466211 | 2559560 | 2523395 | 33886350
2006 | 2655003 | 2989468 | 3459509 | 3551867 | 3116809 | 3116805 | 2818460 | 2631004 | 2388247 | 2504562 | 2605877 | 2567607 | 34405218
| 2001-10-01 | 2001-11-01 | 2001-12-01 | 2002-01-01 | 2002-02-01 | 2002-03-01 | 2002-04-01 | 2002-05-01 | 2002-06-01 | 2002-07-01 | 2002-08-01 | 2002-09-01 | Total
2002 | 3949 | 4480 | 4963 | 5313 | 4900 | 4625 | 4229 | 3695 | 3262 | 3411 | 3549 | 3636 | 50012
2003 | 4021 | 4558 | 5030 | 5390 | 4957 | 4672 | 4270 | 3754 | 3329 | 3469 | 3590 | 3697 | 50737
2004 | 4087 | 4619 | 5116 | 5483 | 5034 | 4770 | 4342 | 3801 | 3391 | 3521 | 3642 | 3747 | 51553
2005 | 4141 | 4694 | 5176 | 5545 | 5118 | 4830 | 4397 | 3849 | 3438 | 3561 | 3699 | 3797 | 52245
2006 | 4194 | 4753 | 5241 | 5624 | 5189 | 4898 | 4448 | 3912 | 3483 | 3609 | 3757 | 3854 | 52962

## 2002c
CONTRACTS BETWEEN UTILITIES
2002 RATE FILING: 02/07/00
2001- 2 OPERATING YEAR RUN DATE: 02/08/00
ENERGY IN AVERAGE MEGAWATTS
|  | AUG | AUG | SEP | OCT | NOV | DEC | JAN | FEB | MAR | APR | APR | MAY | JUN | JUL | 12-MO
|  | AUG: 1-15; AUG: 16-31; APR: 1-15; APR: 16-30 | AVG
FEDERAL CONTRACTS OUT
1 | BPA TO BANDON PS1 | 0 | 0 | 0 | 0 | 0 | 0 | 0 | 0 | 0 | 0 | 0 | 0 | 0 | 0 | 0
2 | BPA TO BANDON PS2 | 0 | 0 | 0 | 0 | 0 | 0 | 0 | 0 | 0 | 0 | 0 | 0 | 0 | 0 | 0
3 | BPA TO BIG BEND EC SSP | 0 | 0 | 0 | 0 | 0 | 0 | 0 | 0 | 0 | 0 | 0 | 0 | 0 | 0 | 0
4 | BPA TO BIG BEND EC SSP | 0 | 0 | 13 | 0 | 0 | 0 | 0 | 0 | 0 | 0 | 0 | 0 | 0 | 0 | 1
5 | BPA TO CENTRAL EC SSP | 0 | 0 | 0 | 0 | 0 | 0 | 0 | 0 | 0 | 0 | 0 | 0 | 0 | 0 | 0
6 | BPA TO CLATSKANIE PS | 2 | 2 | 2 | 0 | 0 | 0 | 0 | 0 | 0 | 0 | 0 | 0 | 0 | 0 | 0
7 | BPA TO CITY ASHLAND PS | 0 | 0 | 0 | 4 | 4 | 4 | 0 | 0 | 0 | 0 | 0 | 0 | 0 | 0 | 1
8 | BPA TO CITY IDFL PS | 0 | 0 | 0 | 0 | 0 | 0 | 0 | 0 | 0 | 0 | 0 | 0 | 0 | 0 | 0
9 | BPA TO COLUMBIA BASIN SSP | 0 | 0 | 0 | 0 | 0 | 0 | 0 | 0 | 0 | 0 | 0 | 0 | 0 | 0 | 0
10 | BPA TO COL RIVER PUD PS1 | 0 | 0 | 0 | 0 | 0 | 0 | 0 | 0 | 0 | 0 | 0 | 0 | 0 | 0 | 0
11 | BPA TO COL RIVER PUD PS3 | 0 | 0 | 0 | 0 | 0 | 0 | 0 | 0 | 0 | 0 | 0 | 0 | 0 | 0 | 0
12 | BPA TO COLUMBIA REA SSP | 0 | 0 | 0 | 0 | 0 | 0 | 0 | 0 | 0 | 0 | 0 | 0 | 0 | 0 | 0
13 | BPA TO COWLITZ PS1 | 0 | 0 | 0 | 0 | 0 | 0 | 0 | 0 | 0 | 0 | 0 | 0 | 0 | 0 | 0
14 | BPA TO COWLITZ PS2 | 0 | 0 | 0 | 0 | 0 | 0 | 0 | 0 | 0 | 0 | 0 | 0 | 0 | 0 | 0
15 | BPA TO COWLITZ PRESUB PS3 | 6 | 6 | 6 | 6 | 6 | 6 | 6 | 6 | 6 | 6 | 6 | 6 | 6 | 6 | 6
16 | BPA TO DOUGLAS PUD PS | 50 | 50 | 50 | 50 | 50 | 50 | 50 | 50 | 50 | 50 | 50 | 50 | 50 | 50 | 50
17 | BPA TO EWEB PS1 | 0 | 0 | 0 | 0 | 0 | 0 | 0 | 0 | 0 | 0 | 0 | 0 | 0 | 0 | 0
18 | BPA TO EWEB PRESUB PS2 | 25 | 25 | 25 | 25 | 25 | 25 | 25 | 25 | 25 | 25 | 25 | 25 | 25 | 25 | 25
19 | BPA TO FOREST GROVE PS2 | 2 | 2 | 2 | 0 | 0 | 0 | 0 | 0 | 0 | 0 | 0 | 0 | 0 | 0 | 0
20 | BPA TO GRANT PS | 0 | 0 | 0 | 0 | 0 | 0 | 0 | 0 | 0 | 0 | 0 | 0 | 0 | 0 | 0
21 | BPA TO HARNEY EC SSP | 0 | 0 | 0 | 0 | 0 | 0 | 0 | 0 | 0 | 0 | 0 | 0 | 0 | 0 | 0
22 | BPA TO IPC HARNEY & WELLS | 75 | 75 | 75 | 45 | 45 | 45 | 45 | 45 | 45 | 75 | 75 | 75 | 75 | 75 | 60
23 | BPA TO INLAND P&L SSP | 0 | 0 | 0 | 0 | 0 | 0 | 0 | 0 | 0 | 0 | 0 | 0 | 0 | 0 | 0
24 | BPA TO LEWIS (CONS) PS | 0 | 0 | 0 | 0 | 0 | 0 | 0 | 0 | 0 | 0 | 0 | 0 | 0 | 0 | 0
25 | BPA TO LOWER VALLEY PS1 | 43 | 43 | 42 | 0 | 0 | 0 | 0 | 0 | 0 | 0 | 0 | 0 | 0 | 0 | 7
26 | BPA TO MASON#3 (CONS) PS | 0 | 0 | 0 | 0 | 0 | 0 | 0 | 0 | 0 | 0 | 0 | 0 | 0 | 0 | 0
27 | BPA TO MCMINNVILLE PS2 | 6 | 6 | 6 | 0 | 0 | 0 | 0 | 0 | 0 | 0 | 0 | 0 | 0 | 0 | 1
28 | BPA TO MIDSTATE EC SSP | 0 | 0 | 0 | 0 | 0 | 0 | 0 | 0 | 0 | 0 | 0 | 0 | 0 | 0 | 0
29 | BPA TO MILTON-FREE PS | 1 | 1 | 1 | 0 | 0 | 0 | 0 | 0 | 0 | 0 | 0 | 0 | 0 | 0 | 0
30 | BPA TO MODERN EC PS1 | 3 | 3 | 3 | 0 | 0 | 0 | 0 | 0 | 0 | 0 | 0 | 0 | 0 | 0 | 0
31 | BPA TO MONMOUTH PS | 0 | 0 | 0 | 0 | 0 | 0 | 0 | 0 | 0 | 0 | 0 | 0 | 0 | 0 | 0
32 | BPA TO MPC C/N/X | 0 | 0 | 0 | 0 | 0 | 0 | 0 | 0 | 0 | 0 | 0 | 0 | 0 | 0 | 0
33 | BPA TO NESPELEM VLY SSP | 0 | 0 | 0 | 0 | 0 | 0 | 0 | 0 | 0 | 0 | 0 | 0 | 0 | 0 | 0
34 | BPA TO NWASCO PS2 | 0 | 0 | 0 | 0 | 0 | 0 | 0 | 0 | 0 | 0 | 0 | 0 | 0 | 0 | 0
35 | BPA TO OKANOGAN SSP | 0 | 0 | 0 | 0 | 0 | 0 | 0 | 0 | 0 | 0 | 0 | 0 | 0 | 0 | 0
36 | BPA TO OTHER ENTITIES PS | 75 | 75 | 75 | 75 | 75 | 75 | 75 | 75 | 75 | 75 | 75 | 75 | 75 | 75 | 75
37 | BPA TO SM NGP PRESUB PS | 80 | 80 | 66 | 733 | 809 | 903 | 925 | 904 | 821 | 779 | 779 | 850 | 894 | 917 | 723
38 | BPA TO SM NGP SSP SSP | 0 | 0 | 0 | 0 | 0 | 0 | 0 | 0 | 0 | 0 | 0 | 0 | 0 | 0 | 0
39 | BPA TO PP&L CAP S | 275 | 275 | 275 | 275 | 275 | 275 | 275 | 275 | 275 | 275 | 275 | 275 | 275 | 275 | 275
40 | BPA TO PP&L S IDAHO | 13 | 13 | 42 | 108 | 161 | 215 | 189 | 145 | 117 | 90 | 90 | 0 | 18 | 34 | 94
41 | BPA TO PP&L CENT STDBY | 0 | 0 | 0 | 0 | 0 | 0 | 1 | 0 | 0 | 0 | 0 | 0 | 0 | 0 | 0
42 | BPA TO PGE CAP S | 0 | 0 | 0 | 0 | 0 | 0 | 0 | 0 | 0 | 0 | 0 | 0 | 0 | 0 | 0
43 | BPA TO PGE CANBY PS | 11 | 11 | 11 | 0 | 0 | 0 | 0 | 0 | 0 | 0 | 0 | 0 | 0 | 0 | 2
44 | BPA TO PGE PS1 | 0 | 0 | 0 | 0 | 0 | 0 | 0 | 0 | 0 | 0 | 0 | 0 | 0 | 0 | 0
45 | BPA TO PGE PS2 | 0 | 0 | 0 | 0 | 0 | 0 | 0 | 0 | 0 | 0 | 0 | 0 | 0 | 0 | 0
46 | BPA TO PGE PS3 | 0 | 0 | 0 | 0 | 0 | 0 | 0 | 0 | 0 | 0 | 0 | 0 | 0 | 0 | 0
47 | BPA TO PGE PS4 | 0 | 0 | 0 | 0 | 0 | 0 | 0 | 0 | 0 | 0 | 0 | 0 | 0 | 0 | 0
48 | BPA TO PSE BAKER HD LOSS | 0 | 0 | 0 | 0 | 0 | 0 | 0 | 0 | 0 | 0 | 0 | 0 | 0 | 0 | 0
49 | BPA TO PSE PS | 0 | 0 | 0 | 0 | 0 | 0 | 0 | 0 | 0 | 0 | 0 | 0 | 0 | 0 | 0
50 | BPA TO PSE WP3 | 0 | 0 | 0 | 0 | 101 | 101 | 101 | 101 | 51 | 51 | 51 | 0 | 0 | 0 | 42
51 | BPA TO RAVALLI EC PS | 1 | 1 | 1 | 0 | 0 | 0 | 0 | 0 | 0 | 0 | 0 | 0 | 0 | 0 | 0
52 | BPA TO RICHLAND ORMET PS | 0 | 0 | 0 | 0 | 0 | 0 | 0 | 0 | 0 | 0 | 0 | 0 | 0 | 0 | 0
53 | BPA TO SALEM GREEN PS | 6 | 6 | 6 | 0 | 0 | 0 | 0 | 0 | 0 | 0 | 0 | 0 | 0 | 0 | 1
54 | BPA TO SNOH (CONS) PS1 | 0 | 0 | 0 | 0 | 0 | 0 | 0 | 0 | 0 | 0 | 0 | 0 | 0 | 0 | 0
55 | BPA TO SNOH PS2 | 0 | 0 | 0 | 0 | 0 | 0 | 0 | 0 | 0 | 0 | 0 | 0 | 0 | 0 | 0
56 | BPA TO SUB PS1 | 21 | 21 | 21 | 0 | 0 | 0 | 0 | 0 | 0 | 0 | 0 | 0 | 0 | 0 | 3
57 | BPA TO SUB PRESUB PS2 | 0 | 0 | 0 | 21 | 21 | 21 | 21 | 21 | 21 | 21 | 21 | 21 | 21 | 21 | 17
58 | BPA TO SUB PRESUB PS3 | 0 | 0 | 0 | 0 | 0 | 0 | 0 | 0 | 0 | 0 | 0 | 0 | 10 | 10 | 2
59 | BPA TO SUB PRESUB PS4 | 0 | 0 | 0 | 0 | 0 | 0 | 0 | 0 | 0 | 0 | 0 | 0 | 0 | 0 | 0
60 | BPA TO SURPRISE VLY SSP | 0 | 0 | 0 | 0 | 0 | 0 | 0 | 0 | 0 | 0 | 0 | 0 | 0 | 0 | 0
61 | BPA TO TPU PS | 0 | 0 | 0 | 0 | 0 | 0 | 0 | 0 | 0 | 0 | 0 | 0 | 0 | 0 | 0
62 | BPA TO TILLAMOOK PS2 | 7 | 7 | 7 | 0 | 0 | 0 | 0 | 0 | 0 | 0 | 0 | 0 | 0 | 0 | 1
63 | BPA TO UNITED EC PS | 0 | 0 | 0 | 0 | 0 | 0 | 0 | 0 | 0 | 0 | 0 | 0 | 0 | 0 | 0
64 | BPA TO UMATILLA EC SSP | 0 | 0 | 0 | 0 | 0 | 0 | 0 | 0 | 0 | 0 | 0 | 0 | 0 | 0 | 0
65 | BPA TO VIGILANTE SSP | 0 | 0 | 0 | 0 | 0 | 0 | 0 | 0 | 0 | 0 | 0 | 0 | 0 | 0 | 0
66 | BPA TO WASCO EC SSP | 0 | 0 | 0 | 0 | 0 | 0 | 0 | 0 | 0 | 0 | 0 | 0 | 0 | 0 | 0
67 | BPA TO AVWP WP3 | 0 | 0 | 0 | 0 | 101 | 101 | 101 | 101 | 51 | 51 | 51 | 0 | 0 | 0 | 42
68 | BPA TO AVWP DEF PWR XCHG | 0 | 0 | 0 | 0 | 0 | 0 | 0 | 0 | 0 | 0 | 0 | 0 | 0 | 0 | 0
69 | BPA TO AVWP PS | 115 | 115 | 115 | 0 | 0 | 0 | 0 | 0 | 0 | 0 | 0 | 0 | 0 | 0 | 19
70 | BPA TO W. OREGON COOP PS | 7 | 7 | 7 | 4 | 0 | 0 | 0 | 0 | 0 | 0 | 0 | 0 | 0 | 0 | 1
71 | FEDERAL CONTRACTS OUT | 824 | 824 | 851 | 1345 | 1671 | 1819 | 1812 | 1747 | 1535 | 1496 | 1496 | 1375 | 1448 | 1486 | 1451
| PA Power Sales | 310 | 310 | 309 | 178 | 174 | 174 | 170 | 170 | 170 | 200 | 200 | 200 | 200 | 200 | 202
| PA SSP | 0 | 0 | 13 | 0 | 0 | 0 | 0 | 0 | 0 | 0 | 0 | 0 | 0 | 0 | 1
| PA Presub | 111 | 111 | 97 | 785 | 861 | 955 | 977 | 956 | 873 | 831 | 831 | 902 | 956 | 979 | 773
| IOU | 403 | 403 | 432 | 383 | 638 | 692 | 667 | 622 | 494 | 467 | 467 | 275 | 293 | 309 | 472
| FEDERAL CONTRACTS OUT | 824 | 824 | 851 | 1346 | 1673 | 1821 | 1814 | 1748 | 1537 | 1498 | 1498 | 1377 | 1449 | 1488 | 1448

## 2003c
CONTRACTS BETWEEN UTILITIES
2002 RATE FILING: 02/07/00
2002- 3 OPERATING YEAR RUN DATE: 02/08/00
ENERGY IN AVERAGE MEGAWATTS
|  | AUG | AUG | SEP | OCT | NOV | DEC | JAN | FEB | MAR | APR | APR | MAY | JUN | JUL | 12-MO
|  | AUG: 1-15; AUG: 16-31; APR: 1-15; APR: 16-30 | AVG
FEDERAL CONTRACTS OUT
1 | BPA TO BANDON PS1 | 0 | 0 | 0 | 0 | 0 | 0 | 0 | 0 | 0 | 0 | 0 | 0 | 0 | 0 | 0
2 | BPA TO BANDON PS2 | 0 | 0 | 0 | 0 | 0 | 0 | 0 | 0 | 0 | 0 | 0 | 0 | 0 | 0 | 0
3 | BPA TO BIG BEND EC SSP | 0 | 0 | 0 | 0 | 0 | 0 | 0 | 0 | 0 | 0 | 0 | 0 | 0 | 0 | 0
4 | BPA TO BIG BEND EC SSP | 0 | 0 | 0 | 0 | 0 | 0 | 0 | 0 | 0 | 0 | 0 | 0 | 0 | 0 | 0
5 | BPA TO CENTRAL EC SSP | 0 | 0 | 0 | 0 | 0 | 0 | 0 | 0 | 0 | 0 | 0 | 0 | 0 | 0 | 0
6 | BPA TO CLATSKANIE PS | 0 | 0 | 0 | 0 | 0 | 0 | 0 | 0 | 0 | 0 | 0 | 0 | 0 | 0 | 0
7 | BPA TO CITY ASHLAND PS | 0 | 0 | 0 | 0 | 0 | 0 | 0 | 0 | 0 | 0 | 0 | 0 | 0 | 0 | 0
8 | BPA TO CITY IDFL PS | 0 | 0 | 0 | 0 | 0 | 0 | 0 | 0 | 0 | 0 | 0 | 0 | 0 | 0 | 0
9 | BPA TO COLUMBIA BASIN SSP | 0 | 0 | 0 | 0 | 0 | 0 | 0 | 0 | 0 | 0 | 0 | 0 | 0 | 0 | 0
10 | BPA TO COL RIVER PUD PS1 | 0 | 0 | 0 | 0 | 0 | 0 | 0 | 0 | 0 | 0 | 0 | 0 | 0 | 0 | 0
11 | BPA TO COL RIVER PUD PS3 | 0 | 0 | 0 | 0 | 0 | 0 | 0 | 0 | 0 | 0 | 0 | 0 | 0 | 0 | 0
12 | BPA TO COLUMBIA REA SSP | 0 | 0 | 0 | 0 | 0 | 0 | 0 | 0 | 0 | 0 | 0 | 0 | 0 | 0 | 0
13 | BPA TO COWLITZ PS1 | 0 | 0 | 0 | 0 | 0 | 0 | 0 | 0 | 0 | 0 | 0 | 0 | 0 | 0 | 0
14 | BPA TO COWLITZ PS2 | 0 | 0 | 0 | 0 | 0 | 0 | 0 | 0 | 0 | 0 | 0 | 0 | 0 | 0 | 0
15 | BPA TO COWLITZ PRESUB PS3 | 6 | 6 | 6 | 6 | 6 | 6 | 6 | 6 | 6 | 6 | 6 | 6 | 6 | 6 | 6
16 | BPA TO DOUGLAS PUD PS | 50 | 50 | 50 | 50 | 50 | 50 | 50 | 50 | 50 | 50 | 50 | 50 | 50 | 50 | 50
17 | BPA TO EWEB PS1 | 0 | 0 | 0 | 0 | 0 | 0 | 0 | 0 | 0 | 0 | 0 | 0 | 0 | 0 | 0
18 | BPA TO EWEB PRESUB PS2 | 25 | 25 | 25 | 25 | 25 | 25 | 25 | 25 | 25 | 25 | 25 | 25 | 25 | 25 | 25
19 | BPA TO FOREST GROVE PS2 | 0 | 0 | 0 | 0 | 0 | 0 | 0 | 0 | 0 | 0 | 0 | 0 | 0 | 0 | 0
20 | BPA TO GRANT PS | 0 | 0 | 0 | 0 | 0 | 0 | 0 | 0 | 0 | 0 | 0 | 0 | 0 | 0 | 0
21 | BPA TO HARNEY EC SSP | 0 | 0 | 0 | 0 | 0 | 0 | 0 | 0 | 0 | 0 | 0 | 0 | 0 | 0 | 0
22 | BPA TO IPC HARNEY & WELLS | 75 | 75 | 75 | 45 | 45 | 45 | 45 | 45 | 45 | 75 | 75 | 75 | 75 | 75 | 60
23 | BPA TO INLAND P&L SSP | 0 | 0 | 0 | 0 | 0 | 0 | 0 | 0 | 0 | 0 | 0 | 0 | 0 | 0 | 0
24 | BPA TO LEWIS (CONS) PS | 0 | 0 | 0 | 0 | 0 | 0 | 0 | 0 | 0 | 0 | 0 | 0 | 0 | 0 | 0
25 | BPA TO LOWER VALLEY PS1 | 0 | 0 | 0 | 0 | 0 | 0 | 0 | 0 | 0 | 0 | 0 | 0 | 0 | 0 | 0
26 | BPA TO MASON#3 (CONS) PS | 0 | 0 | 0 | 0 | 0 | 0 | 0 | 0 | 0 | 0 | 0 | 0 | 0 | 0 | 0
27 | BPA TO MCMINNVILLE PS2 | 0 | 0 | 0 | 0 | 0 | 0 | 0 | 0 | 0 | 0 | 0 | 0 | 0 | 0 | 0
28 | BPA TO MIDSTATE EC SSP | 0 | 0 | 0 | 0 | 0 | 0 | 0 | 0 | 0 | 0 | 0 | 0 | 0 | 0 | 0
29 | BPA TO MILTON-FREE PS | 0 | 0 | 0 | 0 | 0 | 0 | 0 | 0 | 0 | 0 | 0 | 0 | 0 | 0 | 0
30 | BPA TO MODERN EC PS1 | 0 | 0 | 0 | 0 | 0 | 0 | 0 | 0 | 0 | 0 | 0 | 0 | 0 | 0 | 0
31 | BPA TO MONMOUTH PS | 0 | 0 | 0 | 0 | 0 | 0 | 0 | 0 | 0 | 0 | 0 | 0 | 0 | 0 | 0
32 | BPA TO MPC C/N/X | 0 | 0 | 0 | 0 | 0 | 0 | 0 | 0 | 0 | 0 | 0 | 0 | 0 | 0 | 0
33 | BPA TO NESPELEM VLY SSP | 0 | 0 | 0 | 0 | 0 | 0 | 0 | 0 | 0 | 0 | 0 | 0 | 0 | 0 | 0
34 | BPA TO NWASCO PS2 | 0 | 0 | 0 | 0 | 0 | 0 | 0 | 0 | 0 | 0 | 0 | 0 | 0 | 0 | 0
35 | BPA TO OKANOGAN SSP | 0 | 0 | 0 | 0 | 0 | 0 | 0 | 0 | 0 | 0 | 0 | 0 | 0 | 0 | 0
36 | BPA TO OTHER ENTITIES PS | 75 | 75 | 75 | 75 | 75 | 75 | 0 | 0 | 0 | 0 | 0 | 0 | 0 | 0 | 31
37 | BPA TO SM NGP PRESUB PS | 868 | 868 | 726 | 738 | 814 | 908 | 930 | 910 | 827 | 784 | 784 | 855 | 900 | 921 | 848
38 | BPA TO SM NGP SSP SSP | 0 | 0 | 0 | 0 | 0 | 0 | 0 | 0 | 0 | 0 | 0 | 0 | 0 | 0 | 0
39 | BPA TO PP&L CAP S | 275 | 275 | 275 | 275 | 275 | 275 | 275 | 275 | 275 | 275 | 275 | 275 | 275 | 275 | 275
40 | BPA TO PP&L S IDAHO | 13 | 13 | 42 | 108 | 161 | 215 | 189 | 145 | 117 | 90 | 90 | 0 | 18 | 34 | 94
41 | BPA TO PP&L CENT STDBY | 0 | 0 | 0 | 0 | 0 | 0 | 1 | 0 | 0 | 0 | 0 | 0 | 0 | 0 | 0
42 | BPA TO PGE CAP S | 0 | 0 | 0 | 0 | 0 | 0 | 0 | 0 | 0 | 0 | 0 | 0 | 0 | 0 | 0
43 | BPA TO PGE CANBY PS | 0 | 0 | 0 | 0 | 0 | 0 | 0 | 0 | 0 | 0 | 0 | 0 | 0 | 0 | 0
44 | BPA TO PGE PS1 | 0 | 0 | 0 | 0 | 0 | 0 | 0 | 0 | 0 | 0 | 0 | 0 | 0 | 0 | 0
45 | BPA TO PGE PS2 | 0 | 0 | 0 | 0 | 0 | 0 | 0 | 0 | 0 | 0 | 0 | 0 | 0 | 0 | 0
46 | BPA TO PGE PS3 | 0 | 0 | 0 | 0 | 0 | 0 | 0 | 0 | 0 | 0 | 0 | 0 | 0 | 0 | 0
47 | BPA TO PGE PS4 | 0 | 0 | 0 | 0 | 0 | 0 | 0 | 0 | 0 | 0 | 0 | 0 | 0 | 0 | 0
48 | BPA TO PSE BAKER HD LOSS | 0 | 0 | 0 | 0 | 0 | 0 | 0 | 0 | 0 | 0 | 0 | 0 | 0 | 0 | 0
49 | BPA TO PSE PS | 0 | 0 | 0 | 0 | 0 | 0 | 0 | 0 | 0 | 0 | 0 | 0 | 0 | 0 | 0
50 | BPA TO PSE WP3 | 0 | 0 | 0 | 0 | 101 | 101 | 101 | 101 | 51 | 51 | 51 | 0 | 0 | 0 | 42
51 | BPA TO RAVALLI EC PS | 0 | 0 | 0 | 0 | 0 | 0 | 0 | 0 | 0 | 0 | 0 | 0 | 0 | 0 | 0
52 | BPA TO RICHLAND ORMET PS | 0 | 0 | 0 | 0 | 0 | 0 | 0 | 0 | 0 | 0 | 0 | 0 | 0 | 0 | 0
53 | BPA TO SALEM GREEN PS | 0 | 0 | 0 | 0 | 0 | 0 | 0 | 0 | 0 | 0 | 0 | 0 | 0 | 0 | 0
54 | BPA TO SNOH (CONS) PS1 | 0 | 0 | 0 | 0 | 0 | 0 | 0 | 0 | 0 | 0 | 0 | 0 | 0 | 0 | 0
55 | BPA TO SNOH PS2 | 0 | 0 | 0 | 0 | 0 | 0 | 0 | 0 | 0 | 0 | 0 | 0 | 0 | 0 | 0
56 | BPA TO SUB PS1 | 0 | 0 | 0 | 0 | 0 | 0 | 0 | 0 | 0 | 0 | 0 | 0 | 0 | 0 | 0
57 | BPA TO SUB PRESUB PS2 | 21 | 21 | 21 | 21 | 21 | 21 | 21 | 21 | 21 | 21 | 21 | 21 | 21 | 21 | 21
58 | BPA TO SUB PRESUB PS3 | 10 | 10 | 10 | 10 | 10 | 10 | 10 | 10 | 10 | 10 | 10 | 10 | 10 | 10 | 10
59 | BPA TO SUB PRESUB PS4 | 0 | 0 | 0 | 0 | 0 | 0 | 0 | 0 | 0 | 0 | 0 | 0 | 0 | 0 | 0
60 | BPA TO SURPRISE VLY SSP | 0 | 0 | 0 | 0 | 0 | 0 | 0 | 0 | 0 | 0 | 0 | 0 | 0 | 0 | 0
61 | BPA TO TPU PS | 0 | 0 | 0 | 0 | 0 | 0 | 0 | 0 | 0 | 0 | 0 | 0 | 0 | 0 | 0
62 | BPA TO TILLAMOOK PS2 | 0 | 0 | 0 | 0 | 0 | 0 | 0 | 0 | 0 | 0 | 0 | 0 | 0 | 0 | 0
63 | BPA TO UNITED EC PS | 0 | 0 | 0 | 0 | 0 | 0 | 0 | 0 | 0 | 0 | 0 | 0 | 0 | 0 | 0
64 | BPA TO UMATILLA EC SSP | 0 | 0 | 0 | 0 | 0 | 0 | 0 | 0 | 0 | 0 | 0 | 0 | 0 | 0 | 0
65 | BPA TO VIGILANTE SSP | 0 | 0 | 0 | 0 | 0 | 0 | 0 | 0 | 0 | 0 | 0 | 0 | 0 | 0 | 0
66 | BPA TO WASCO EC SSP | 0 | 0 | 0 | 0 | 0 | 0 | 0 | 0 | 0 | 0 | 0 | 0 | 0 | 0 | 0
67 | BPA TO AVWP WP3 | 0 | 0 | 0 | 0 | 101 | 101 | 101 | 101 | 51 | 51 | 51 | 0 | 0 | 0 | 42
68 | BPA TO AVWP DEF PWR XCHG | 0 | 0 | 0 | 0 | 0 | 0 | 0 | 0 | 0 | 0 | 0 | 0 | 0 | 0 | 0
69 | BPA TO AVWP PS | 0 | 0 | 0 | 0 | 0 | 0 | 0 | 0 | 0 | 0 | 0 | 0 | 0 | 0 | 0
70 | BPA TO W. OREGON COOP PS | 0 | 0 | 0 | 0 | 0 | 0 | 0 | 0 | 0 | 0 | 0 | 0 | 0 | 0 | 0
71 | FEDERAL CONTRACTS OUT | 1418 | 1418 | 1304 | 1352 | 1682 | 1831 | 1752 | 1687 | 1475 | 1436 | 1436 | 1315 | 1379 | 1416 | 1504
| PA Power Sales | 200 | 200 | 200 | 170 | 170 | 170 | 95 | 95 | 95 | 125 | 125 | 125 | 125 | 125 | 141
| PA SSP | 0 | 0 | 0 | 0 | 0 | 0 | 0 | 0 | 0 | 0 | 0 | 0 | 0 | 0 | 0
| PA Presub | 930 | 930 | 788 | 800 | 876 | 970 | 992 | 972 | 889 | 846 | 846 | 917 | 962 | 983 | 910
| IOU | 288 | 288 | 317 | 383 | 638 | 692 | 667 | 622 | 494 | 467 | 467 | 275 | 293 | 309 | 453
| FEDERAL CONTRACTS OUT | 1418 | 1418 | 1305 | 1353 | 1684 | 1832 | 1754 | 1689 | 1478 | 1438 | 1438 | 1317 | 1380 | 1417 | 1504

## 2004c
CONTRACTS BETWEEN UTILITIES
2002 RATE FILING: 02/07/00
2003- 4 OPERATING YEAR RUN DATE: 02/08/00
ENERGY IN AVERAGE MEGAWATTS
|  | AUG | AUG | SEP | OCT | NOV | DEC | JAN | FEB | MAR | APR | APR | MAY | JUN | JUL | 12-MO
|  | AUG: 1-15; AUG: 16-31; APR: 1-15; APR: 16-30 | AVG
FEDERAL CONTRACTS OUT
1 | BPA TO BANDON PS1 | 0 | 0 | 0 | 0 | 0 | 0 | 0 | 0 | 0 | 0 | 0 | 0 | 0 | 0 | 0
2 | BPA TO BANDON PS2 | 0 | 0 | 0 | 0 | 0 | 0 | 0 | 0 | 0 | 0 | 0 | 0 | 0 | 0 | 0
3 | BPA TO BIG BEND EC SSP | 0 | 0 | 0 | 0 | 0 | 0 | 0 | 0 | 0 | 0 | 0 | 0 | 0 | 0 | 0
4 | BPA TO BIG BEND EC SSP | 0 | 0 | 0 | 0 | 0 | 0 | 0 | 0 | 0 | 0 | 0 | 0 | 0 | 0 | 0
5 | BPA TO CENTRAL EC SSP | 0 | 0 | 0 | 0 | 0 | 0 | 0 | 0 | 0 | 0 | 0 | 0 | 0 | 0 | 0
6 | BPA TO CLATSKANIE PS | 0 | 0 | 0 | 0 | 0 | 0 | 0 | 0 | 0 | 0 | 0 | 0 | 0 | 0 | 0
7 | BPA TO CITY ASHLAND PS | 0 | 0 | 0 | 0 | 0 | 0 | 0 | 0 | 0 | 0 | 0 | 0 | 0 | 0 | 0
8 | BPA TO CITY IDFL PS | 0 | 0 | 0 | 0 | 0 | 0 | 0 | 0 | 0 | 0 | 0 | 0 | 0 | 0 | 0
9 | BPA TO COLUMBIA BASIN SSP | 0 | 0 | 0 | 0 | 0 | 0 | 0 | 0 | 0 | 0 | 0 | 0 | 0 | 0 | 0
10 | BPA TO COL RIVER PUD PS1 | 0 | 0 | 0 | 0 | 0 | 0 | 0 | 0 | 0 | 0 | 0 | 0 | 0 | 0 | 0
11 | BPA TO COL RIVER PUD PS3 | 0 | 0 | 0 | 0 | 0 | 0 | 0 | 0 | 0 | 0 | 0 | 0 | 0 | 0 | 0
12 | BPA TO COLUMBIA REA SSP | 0 | 0 | 0 | 0 | 0 | 0 | 0 | 0 | 0 | 0 | 0 | 0 | 0 | 0 | 0
13 | BPA TO COWLITZ PS1 | 0 | 0 | 0 | 0 | 0 | 0 | 0 | 0 | 0 | 0 | 0 | 0 | 0 | 0 | 0
14 | BPA TO COWLITZ PS2 | 0 | 0 | 0 | 0 | 0 | 0 | 0 | 0 | 0 | 0 | 0 | 0 | 0 | 0 | 0
15 | BPA TO COWLITZ PRESUB PS3 | 6 | 6 | 6 | 6 | 6 | 6 | 6 | 6 | 6 | 6 | 6 | 6 | 6 | 6 | 6
16 | BPA TO DOUGLAS PUD PS | 50 | 50 | 50 | 50 | 50 | 50 | 50 | 50 | 50 | 50 | 50 | 50 | 50 | 50 | 50
17 | BPA TO EWEB PS1 | 0 | 0 | 0 | 0 | 0 | 0 | 0 | 0 | 0 | 0 | 0 | 0 | 0 | 0 | 0
18 | BPA TO EWEB PRESUB PS2 | 25 | 25 | 25 | 25 | 25 | 25 | 25 | 25 | 25 | 25 | 25 | 25 | 25 | 25 | 25
19 | BPA TO FOREST GROVE PS2 | 0 | 0 | 0 | 0 | 0 | 0 | 0 | 0 | 0 | 0 | 0 | 0 | 0 | 0 | 0
20 | BPA TO GRANT PS | 0 | 0 | 0 | 0 | 0 | 0 | 0 | 0 | 0 | 0 | 0 | 0 | 0 | 0 | 0
21 | BPA TO HARNEY EC SSP | 0 | 0 | 0 | 0 | 0 | 0 | 0 | 0 | 0 | 0 | 0 | 0 | 0 | 0 | 0
22 | BPA TO IPC HARNEY & WELLS | 75 | 75 | 75 | 45 | 45 | 45 | 45 | 45 | 45 | 75 | 75 | 75 | 75 | 75 | 60
23 | BPA TO INLAND P&L SSP | 0 | 0 | 0 | 0 | 0 | 0 | 0 | 0 | 0 | 0 | 0 | 0 | 0 | 0 | 0
24 | BPA TO LEWIS (CONS) PS | 0 | 0 | 0 | 0 | 0 | 0 | 0 | 0 | 0 | 0 | 0 | 0 | 0 | 0 | 0
25 | BPA TO LOWER VALLEY PS1 | 0 | 0 | 0 | 0 | 0 | 0 | 0 | 0 | 0 | 0 | 0 | 0 | 0 | 0 | 0
26 | BPA TO MASON#3 (CONS) PS | 0 | 0 | 0 | 0 | 0 | 0 | 0 | 0 | 0 | 0 | 0 | 0 | 0 | 0 | 0
27 | BPA TO MCMINNVILLE PS2 | 0 | 0 | 0 | 0 | 0 | 0 | 0 | 0 | 0 | 0 | 0 | 0 | 0 | 0 | 0
28 | BPA TO MIDSTATE EC SSP | 0 | 0 | 0 | 0 | 0 | 0 | 0 | 0 | 0 | 0 | 0 | 0 | 0 | 0 | 0
29 | BPA TO MILTON-FREE PS | 0 | 0 | 0 | 0 | 0 | 0 | 0 | 0 | 0 | 0 | 0 | 0 | 0 | 0 | 0
30 | BPA TO MODERN EC PS1 | 0 | 0 | 0 | 0 | 0 | 0 | 0 | 0 | 0 | 0 | 0 | 0 | 0 | 0 | 0
31 | BPA TO MONMOUTH PS | 0 | 0 | 0 | 0 | 0 | 0 | 0 | 0 | 0 | 0 | 0 | 0 | 0 | 0 | 0
32 | BPA TO MPC C/N/X | 0 | 0 | 0 | 0 | 0 | 0 | 0 | 0 | 0 | 0 | 0 | 0 | 0 | 0 | 0
33 | BPA TO NESPELEM VLY SSP | 0 | 0 | 0 | 0 | 0 | 0 | 0 | 0 | 0 | 0 | 0 | 0 | 0 | 0 | 0
34 | BPA TO NWASCO PS2 | 0 | 0 | 0 | 0 | 0 | 0 | 0 | 0 | 0 | 0 | 0 | 0 | 0 | 0 | 0
35 | BPA TO OKANOGAN SSP | 0 | 0 | 0 | 0 | 0 | 0 | 0 | 0 | 0 | 0 | 0 | 0 | 0 | 0 | 0
36 | BPA TO OTHER ENTITIES PS | 0 | 0 | 0 | 0 | 0 | 0 | 0 | 0 | 0 | 0 | 0 | 0 | 0 | 0 | 0
37 | BPA TO SM NGP PRESUB PS | 873 | 873 | 731 | 742 | 819 | 913 | 936 | 916 | 831 | 790 | 790 | 860 | 905 | 926 | 854
38 | BPA TO SM NGP SSP SSP | 0 | 0 | 0 | 0 | 0 | 0 | 0 | 0 | 0 | 0 | 0 | 0 | 0 | 0 | 0
39 | BPA TO PP&L CAP S | 275 | 275 | 275 | 275 | 275 | 275 | 275 | 275 | 275 | 275 | 275 | 275 | 275 | 275 | 275
40 | BPA TO PP&L S IDAHO | 13 | 13 | 42 | 108 | 161 | 215 | 189 | 145 | 117 | 90 | 90 | 0 | 18 | 34 | 94
41 | BPA TO PP&L CENT STDBY | 0 | 0 | 0 | 0 | 0 | 0 | 1 | 0 | 0 | 0 | 0 | 0 | 0 | 0 | 0
42 | BPA TO PGE CAP S | 0 | 0 | 0 | 0 | 0 | 0 | 0 | 0 | 0 | 0 | 0 | 0 | 0 | 0 | 0
43 | BPA TO PGE CANBY PS | 0 | 0 | 0 | 0 | 0 | 0 | 0 | 0 | 0 | 0 | 0 | 0 | 0 | 0 | 0
44 | BPA TO PGE PS1 | 0 | 0 | 0 | 0 | 0 | 0 | 0 | 0 | 0 | 0 | 0 | 0 | 0 | 0 | 0
45 | BPA TO PGE PS2 | 0 | 0 | 0 | 0 | 0 | 0 | 0 | 0 | 0 | 0 | 0 | 0 | 0 | 0 | 0
46 | BPA TO PGE PS3 | 0 | 0 | 0 | 0 | 0 | 0 | 0 | 0 | 0 | 0 | 0 | 0 | 0 | 0 | 0
47 | BPA TO PGE PS4 | 0 | 0 | 0 | 0 | 0 | 0 | 0 | 0 | 0 | 0 | 0 | 0 | 0 | 0 | 0
48 | BPA TO PSE BAKER HD LOSS | 0 | 0 | 0 | 0 | 0 | 0 | 0 | 0 | 0 | 0 | 0 | 0 | 0 | 0 | 0
49 | BPA TO PSE PS | 0 | 0 | 0 | 0 | 0 | 0 | 0 | 0 | 0 | 0 | 0 | 0 | 0 | 0 | 0
50 | BPA TO PSE WP3 | 0 | 0 | 0 | 0 | 101 | 101 | 101 | 101 | 51 | 51 | 51 | 0 | 0 | 0 | 42
51 | BPA TO RAVALLI EC PS | 0 | 0 | 0 | 0 | 0 | 0 | 0 | 0 | 0 | 0 | 0 | 0 | 0 | 0 | 0
52 | BPA TO RICHLAND ORMET PS | 0 | 0 | 0 | 0 | 0 | 0 | 0 | 0 | 0 | 0 | 0 | 0 | 0 | 0 | 0
53 | BPA TO SALEM GREEN PS | 0 | 0 | 0 | 0 | 0 | 0 | 0 | 0 | 0 | 0 | 0 | 0 | 0 | 0 | 0
54 | BPA TO SNOH (CONS) PS1 | 0 | 0 | 0 | 0 | 0 | 0 | 0 | 0 | 0 | 0 | 0 | 0 | 0 | 0 | 0
55 | BPA TO SNOH PS2 | 0 | 0 | 0 | 0 | 0 | 0 | 0 | 0 | 0 | 0 | 0 | 0 | 0 | 0 | 0
56 | BPA TO SUB PS1 | 0 | 0 | 0 | 0 | 0 | 0 | 0 | 0 | 0 | 0 | 0 | 0 | 0 | 0 | 0
57 | BPA TO SUB PRESUB PS2 | 21 | 21 | 21 | 21 | 21 | 21 | 21 | 21 | 21 | 21 | 21 | 21 | 21 | 21 | 21
58 | BPA TO SUB PRESUB PS3 | 10 | 10 | 10 | 10 | 10 | 10 | 10 | 10 | 10 | 10 | 10 | 10 | 10 | 10 | 10
59 | BPA TO SUB PRESUB PS4 | 0 | 0 | 0 | 0 | 0 | 0 | 0 | 0 | 0 | 0 | 0 | 0 | 0 | 0 | 0
60 | BPA TO SURPRISE VLY SSP | 0 | 0 | 0 | 0 | 0 | 0 | 0 | 0 | 0 | 0 | 0 | 0 | 0 | 0 | 0
61 | BPA TO TPU PS | 0 | 0 | 0 | 0 | 0 | 0 | 0 | 0 | 0 | 0 | 0 | 0 | 0 | 0 | 0
62 | BPA TO TILLAMOOK PS2 | 0 | 0 | 0 | 0 | 0 | 0 | 0 | 0 | 0 | 0 | 0 | 0 | 0 | 0 | 0
63 | BPA TO UNITED EC PS | 0 | 0 | 0 | 0 | 0 | 0 | 0 | 0 | 0 | 0 | 0 | 0 | 0 | 0 | 0
64 | BPA TO UMATILLA EC SSP | 0 | 0 | 0 | 0 | 0 | 0 | 0 | 0 | 0 | 0 | 0 | 0 | 0 | 0 | 0
65 | BPA TO VIGILANTE SSP | 0 | 0 | 0 | 0 | 0 | 0 | 0 | 0 | 0 | 0 | 0 | 0 | 0 | 0 | 0
66 | BPA TO WASCO EC SSP | 0 | 0 | 0 | 0 | 0 | 0 | 0 | 0 | 0 | 0 | 0 | 0 | 0 | 0 | 0
67 | BPA TO AVWP WP3 | 0 | 0 | 0 | 0 | 101 | 101 | 101 | 101 | 51 | 51 | 51 | 0 | 0 | 0 | 42
68 | BPA TO AVWP DEF PWR XCHG | 0 | 0 | 0 | 0 | 0 | 0 | 0 | 0 | 0 | 0 | 0 | 0 | 0 | 0 | 0
69 | BPA TO AVWP PS | 0 | 0 | 0 | 0 | 0 | 0 | 0 | 0 | 0 | 0 | 0 | 0 | 0 | 0 | 0
70 | BPA TO W. OREGON COOP PS | 0 | 0 | 0 | 0 | 0 | 0 | 0 | 0 | 0 | 0 | 0 | 0 | 0 | 0 | 0
71 | FEDERAL CONTRACTS OUT | 1348 | 1348 | 1235 | 1282 | 1612 | 1762 | 1759 | 1694 | 1481 | 1443 | 1442 | 1321 | 1384 | 1421 | 1478
| PA Power Sales | 125 | 125 | 125 | 95 | 95 | 95 | 95 | 95 | 95 | 125 | 125 | 125 | 125 | 125 | 110
| PA SSP | 0 | 0 | 0 | 0 | 0 | 0 | 0 | 0 | 0 | 0 | 0 | 0 | 0 | 0 | 0
| PA Presub | 935 | 935 | 793 | 804 | 881 | 975 | 998 | 978 | 893 | 852 | 852 | 922 | 967 | 988 | 916
| IOU | 288 | 288 | 317 | 383 | 638 | 692 | 667 | 622 | 494 | 467 | 467 | 275 | 293 | 309 | 453
| FEDERAL CONTRACTS OUT | 1348 | 1348 | 1235 | 1282 | 1614 | 1762 | 1760 | 1695 | 1482 | 1444 | 1444 | 1322 | 1385 | 1422 | 1479

## 2005c
CONTRACTS BETWEEN UTILITIES
2002 RATE FILING: 02/07/00
2004- 5 OPERATING YEAR RUN DATE: 02/08/00
ENERGY IN AVERAGE MEGAWATTS
|  | AUG | AUG | SEP | OCT | NOV | DEC | JAN | FEB | MAR | APR | APR | MAY | JUN | JUL | 12-MO
|  | AUG: 1-15; AUG: 16-31; APR: 1-15; APR: 16-30 | AVG
FEDERAL CONTRACTS OUT
1 | BPA TO BANDON PS1 | 0 | 0 | 0 | 0 | 0 | 0 | 0 | 0 | 0 | 0 | 0 | 0 | 0 | 0 | 0
2 | BPA TO BANDON PS2 | 0 | 0 | 0 | 0 | 0 | 0 | 0 | 0 | 0 | 0 | 0 | 0 | 0 | 0 | 0
3 | BPA TO BIG BEND EC SSP | 0 | 0 | 0 | 0 | 0 | 0 | 0 | 0 | 0 | 0 | 0 | 0 | 0 | 0 | 0
4 | BPA TO BIG BEND EC SSP | 0 | 0 | 0 | 0 | 0 | 0 | 0 | 0 | 0 | 0 | 0 | 0 | 0 | 0 | 0
5 | BPA TO CENTRAL EC SSP | 0 | 0 | 0 | 0 | 0 | 0 | 0 | 0 | 0 | 0 | 0 | 0 | 0 | 0 | 0
6 | BPA TO CLATSKANIE PS | 0 | 0 | 0 | 0 | 0 | 0 | 0 | 0 | 0 | 0 | 0 | 0 | 0 | 0 | 0
7 | BPA TO CITY ASHLAND PS | 0 | 0 | 0 | 0 | 0 | 0 | 0 | 0 | 0 | 0 | 0 | 0 | 0 | 0 | 0
8 | BPA TO CITY IDFL PS | 0 | 0 | 0 | 0 | 0 | 0 | 0 | 0 | 0 | 0 | 0 | 0 | 0 | 0 | 0
9 | BPA TO COLUMBIA BASIN SSP | 0 | 0 | 0 | 0 | 0 | 0 | 0 | 0 | 0 | 0 | 0 | 0 | 0 | 0 | 0
10 | BPA TO COL RIVER PUD PS1 | 0 | 0 | 0 | 0 | 0 | 0 | 0 | 0 | 0 | 0 | 0 | 0 | 0 | 0 | 0
11 | BPA TO COL RIVER PUD PS3 | 0 | 0 | 0 | 0 | 0 | 0 | 0 | 0 | 0 | 0 | 0 | 0 | 0 | 0 | 0
12 | BPA TO COLUMBIA REA SSP | 0 | 0 | 0 | 0 | 0 | 0 | 0 | 0 | 0 | 0 | 0 | 0 | 0 | 0 | 0
13 | BPA TO COWLITZ PS1 | 0 | 0 | 0 | 0 | 0 | 0 | 0 | 0 | 0 | 0 | 0 | 0 | 0 | 0 | 0
14 | BPA TO COWLITZ PS2 | 0 | 0 | 0 | 0 | 0 | 0 | 0 | 0 | 0 | 0 | 0 | 0 | 0 | 0 | 0
15 | BPA TO COWLITZ PRESUB PS3 | 6 | 6 | 6 | 6 | 6 | 6 | 6 | 6 | 6 | 6 | 6 | 6 | 6 | 6 | 6
16 | BPA TO DOUGLAS PUD PS | 50 | 50 | 50 | 50 | 50 | 50 | 50 | 50 | 50 | 50 | 50 | 50 | 50 | 50 | 50
17 | BPA TO EWEB PS1 | 0 | 0 | 0 | 0 | 0 | 0 | 0 | 0 | 0 | 0 | 0 | 0 | 0 | 0 | 0
18 | BPA TO EWEB PRESUB PS2 | 25 | 25 | 25 | 25 | 25 | 25 | 25 | 25 | 25 | 25 | 25 | 25 | 25 | 25 | 25
19 | BPA TO FOREST GROVE PS2 | 0 | 0 | 0 | 0 | 0 | 0 | 0 | 0 | 0 | 0 | 0 | 0 | 0 | 0 | 0
20 | BPA TO GRANT PS | 0 | 0 | 0 | 0 | 0 | 0 | 0 | 0 | 0 | 0 | 0 | 0 | 0 | 0 | 0
21 | BPA TO HARNEY EC SSP | 0 | 0 | 0 | 0 | 0 | 0 | 0 | 0 | 0 | 0 | 0 | 0 | 0 | 0 | 0
22 | BPA TO IPC HARNEY & WELLS | 75 | 75 | 75 | 45 | 45 | 45 | 45 | 45 | 45 | 75 | 75 | 75 | 75 | 75 | 60
23 | BPA TO INLAND P&L SSP | 0 | 0 | 0 | 0 | 0 | 0 | 0 | 0 | 0 | 0 | 0 | 0 | 0 | 0 | 0
24 | BPA TO LEWIS (CONS) PS | 0 | 0 | 0 | 0 | 0 | 0 | 0 | 0 | 0 | 0 | 0 | 0 | 0 | 0 | 0
25 | BPA TO LOWER VALLEY PS1 | 0 | 0 | 0 | 0 | 0 | 0 | 0 | 0 | 0 | 0 | 0 | 0 | 0 | 0 | 0
26 | BPA TO MASON#3 (CONS) PS | 0 | 0 | 0 | 0 | 0 | 0 | 0 | 0 | 0 | 0 | 0 | 0 | 0 | 0 | 0
27 | BPA TO MCMINNVILLE PS2 | 0 | 0 | 0 | 0 | 0 | 0 | 0 | 0 | 0 | 0 | 0 | 0 | 0 | 0 | 0
28 | BPA TO MIDSTATE EC SSP | 0 | 0 | 0 | 0 | 0 | 0 | 0 | 0 | 0 | 0 | 0 | 0 | 0 | 0 | 0
29 | BPA TO MILTON-FREE PS | 0 | 0 | 0 | 0 | 0 | 0 | 0 | 0 | 0 | 0 | 0 | 0 | 0 | 0 | 0
30 | BPA TO MODERN EC PS1 | 0 | 0 | 0 | 0 | 0 | 0 | 0 | 0 | 0 | 0 | 0 | 0 | 0 | 0 | 0
31 | BPA TO MONMOUTH PS | 0 | 0 | 0 | 0 | 0 | 0 | 0 | 0 | 0 | 0 | 0 | 0 | 0 | 0 | 0
32 | BPA TO MPC C/N/X | 0 | 0 | 0 | 0 | 0 | 0 | 0 | 0 | 0 | 0 | 0 | 0 | 0 | 0 | 0
33 | BPA TO NESPELEM VLY SSP | 0 | 0 | 0 | 0 | 0 | 0 | 0 | 0 | 0 | 0 | 0 | 0 | 0 | 0 | 0
34 | BPA TO NWASCO PS2 | 0 | 0 | 0 | 0 | 0 | 0 | 0 | 0 | 0 | 0 | 0 | 0 | 0 | 0 | 0
35 | BPA TO OKANOGAN SSP | 0 | 0 | 0 | 0 | 0 | 0 | 0 | 0 | 0 | 0 | 0 | 0 | 0 | 0 | 0
36 | BPA TO OTHER ENTITIES PS | 0 | 0 | 0 | 0 | 0 | 0 | 0 | 0 | 0 | 0 | 0 | 0 | 0 | 0 | 0
37 | BPA TO SM NGP PRESUB PS | 879 | 879 | 736 | 747 | 824 | 918 | 941 | 921 | 837 | 795 | 795 | 866 | 910 | 932 | 859
38 | BPA TO SM NGP SSP SSP | 0 | 0 | 0 | 0 | 0 | 0 | 0 | 0 | 0 | 0 | 0 | 0 | 0 | 0 | 0
39 | BPA TO PP&L CAP S | 275 | 275 | 275 | 275 | 275 | 275 | 275 | 275 | 275 | 275 | 275 | 275 | 275 | 275 | 275
40 | BPA TO PP&L S IDAHO | 13 | 13 | 42 | 108 | 161 | 215 | 189 | 145 | 117 | 90 | 90 | 0 | 18 | 34 | 94
41 | BPA TO PP&L CENT STDBY | 0 | 0 | 0 | 0 | 0 | 0 | 1 | 0 | 0 | 0 | 0 | 0 | 0 | 0 | 0
42 | BPA TO PGE CAP S | 0 | 0 | 0 | 0 | 0 | 0 | 0 | 0 | 0 | 0 | 0 | 0 | 0 | 0 | 0
43 | BPA TO PGE CANBY PS | 0 | 0 | 0 | 0 | 0 | 0 | 0 | 0 | 0 | 0 | 0 | 0 | 0 | 0 | 0
44 | BPA TO PGE PS1 | 0 | 0 | 0 | 0 | 0 | 0 | 0 | 0 | 0 | 0 | 0 | 0 | 0 | 0 | 0
45 | BPA TO PGE PS2 | 0 | 0 | 0 | 0 | 0 | 0 | 0 | 0 | 0 | 0 | 0 | 0 | 0 | 0 | 0
46 | BPA TO PGE PS3 | 0 | 0 | 0 | 0 | 0 | 0 | 0 | 0 | 0 | 0 | 0 | 0 | 0 | 0 | 0
47 | BPA TO PGE PS4 | 0 | 0 | 0 | 0 | 0 | 0 | 0 | 0 | 0 | 0 | 0 | 0 | 0 | 0 | 0
48 | BPA TO PSE BAKER HD LOSS | 0 | 0 | 0 | 0 | 0 | 0 | 0 | 0 | 0 | 0 | 0 | 0 | 0 | 0 | 0
49 | BPA TO PSE PS | 0 | 0 | 0 | 0 | 0 | 0 | 0 | 0 | 0 | 0 | 0 | 0 | 0 | 0 | 0
50 | BPA TO PSE WP3 | 0 | 0 | 0 | 0 | 101 | 101 | 101 | 101 | 51 | 51 | 51 | 0 | 0 | 0 | 42
51 | BPA TO RAVALLI EC PS | 0 | 0 | 0 | 0 | 0 | 0 | 0 | 0 | 0 | 0 | 0 | 0 | 0 | 0 | 0
52 | BPA TO RICHLAND ORMET PS | 0 | 0 | 0 | 0 | 0 | 0 | 0 | 0 | 0 | 0 | 0 | 0 | 0 | 0 | 0
53 | BPA TO SALEM GREEN PS | 0 | 0 | 0 | 0 | 0 | 0 | 0 | 0 | 0 | 0 | 0 | 0 | 0 | 0 | 0
54 | BPA TO SNOH (CONS) PS1 | 0 | 0 | 0 | 0 | 0 | 0 | 0 | 0 | 0 | 0 | 0 | 0 | 0 | 0 | 0
55 | BPA TO SNOH PS2 | 0 | 0 | 0 | 0 | 0 | 0 | 0 | 0 | 0 | 0 | 0 | 0 | 0 | 0 | 0
56 | BPA TO SUB PS1 | 0 | 0 | 0 | 0 | 0 | 0 | 0 | 0 | 0 | 0 | 0 | 0 | 0 | 0 | 0
57 | BPA TO SUB PRESUB PS2 | 21 | 21 | 21 | 21 | 21 | 21 | 21 | 21 | 21 | 21 | 21 | 21 | 21 | 21 | 21
58 | BPA TO SUB PRESUB PS3 | 10 | 10 | 10 | 10 | 10 | 10 | 10 | 10 | 10 | 10 | 10 | 10 | 10 | 10 | 10
59 | BPA TO SUB PRESUB PS4 | 0 | 0 | 0 | 0 | 0 | 0 | 0 | 0 | 0 | 0 | 0 | 0 | 0 | 0 | 0
60 | BPA TO SURPRISE VLY SSP | 0 | 0 | 0 | 0 | 0 | 0 | 0 | 0 | 0 | 0 | 0 | 0 | 0 | 0 | 0
61 | BPA TO TPU PS | 0 | 0 | 0 | 0 | 0 | 0 | 0 | 0 | 0 | 0 | 0 | 0 | 0 | 0 | 0
62 | BPA TO TILLAMOOK PS2 | 0 | 0 | 0 | 0 | 0 | 0 | 0 | 0 | 0 | 0 | 0 | 0 | 0 | 0 | 0
63 | BPA TO UNITED EC PS | 0 | 0 | 0 | 0 | 0 | 0 | 0 | 0 | 0 | 0 | 0 | 0 | 0 | 0 | 0
64 | BPA TO UMATILLA EC SSP | 0 | 0 | 0 | 0 | 0 | 0 | 0 | 0 | 0 | 0 | 0 | 0 | 0 | 0 | 0
65 | BPA TO VIGILANTE SSP | 0 | 0 | 0 | 0 | 0 | 0 | 0 | 0 | 0 | 0 | 0 | 0 | 0 | 0 | 0
66 | BPA TO WASCO EC SSP | 0 | 0 | 0 | 0 | 0 | 0 | 0 | 0 | 0 | 0 | 0 | 0 | 0 | 0 | 0
67 | BPA TO AVWP WP3 | 0 | 0 | 0 | 0 | 101 | 101 | 101 | 101 | 51 | 51 | 51 | 0 | 0 | 0 | 42
68 | BPA TO AVWP DEF PWR XCHG | 0 | 0 | 0 | 0 | 0 | 0 | 0 | 0 | 0 | 0 | 0 | 0 | 0 | 0 | 0
69 | BPA TO AVWP PS | 0 | 0 | 0 | 0 | 0 | 0 | 0 | 0 | 0 | 0 | 0 | 0 | 0 | 0 | 0
70 | BPA TO W. OREGON COOP PS | 0 | 0 | 0 | 0 | 0 | 0 | 0 | 0 | 0 | 0 | 0 | 0 | 0 | 0 | 0
71 | FEDERAL CONTRACTS OUT | 1353 | 1353 | 1240 | 1287 | 1618 | 1767 | 1764 | 1700 | 1486 | 1448 | 1447 | 1326 | 1390 | 1427 | 1484
| PA Power Sales | 125 | 125 | 125 | 95 | 95 | 95 | 95 | 95 | 95 | 125 | 125 | 125 | 125 | 125 | 110
| PA SSP | 0 | 0 | 0 | 0 | 0 | 0 | 0 | 0 | 0 | 0 | 0 | 0 | 0 | 0 | 0
| PA Presub | 941 | 941 | 798 | 809 | 886 | 980 | 1003 | 983 | 899 | 857 | 857 | 928 | 972 | 994 | 921
| IOU | 288 | 288 | 317 | 383 | 638 | 692 | 667 | 622 | 494 | 467 | 467 | 275 | 293 | 309 | 453
| FEDERAL CONTRACTS OUT | 1354 | 1354 | 1240 | 1287 | 1619 | 1767 | 1765 | 1700 | 1488 | 1449 | 1449 | 1328 | 1390 | 1428 | 1484

## 2006c
CONTRACTS BETWEEN UTILITIES
2002 RATE FILING: 02/07/00
2005- 6 OPERATING YEAR RUN DATE: 02/08/00
ENERGY IN AVERAGE MEGAWATTS
|  | AUG | AUG | SEP | OCT | NOV | DEC | JAN | FEB | MAR | APR | APR | MAY | JUN | JUL | 12-MO
|  | AUG: 1-15; AUG: 16-31; APR: 1-15; APR: 16-30 | AVG
FEDERAL CONTRACTS OUT
1 | BPA TO BANDON PS1 | 0 | 0 | 0 | 0 | 0 | 0 | 0 | 0 | 0 | 0 | 0 | 0 | 0 | 0 | 0
2 | BPA TO BANDON PS2 | 0 | 0 | 0 | 0 | 0 | 0 | 0 | 0 | 0 | 0 | 0 | 0 | 0 | 0 | 0
3 | BPA TO BIG BEND EC SSP | 0 | 0 | 0 | 0 | 0 | 0 | 0 | 0 | 0 | 0 | 0 | 0 | 0 | 0 | 0
4 | BPA TO BIG BEND EC SSP | 0 | 0 | 0 | 0 | 0 | 0 | 0 | 0 | 0 | 0 | 0 | 0 | 0 | 0 | 0
5 | BPA TO CENTRAL EC SSP | 0 | 0 | 0 | 0 | 0 | 0 | 0 | 0 | 0 | 0 | 0 | 0 | 0 | 0 | 0
6 | BPA TO CLATSKANIE PS | 0 | 0 | 0 | 0 | 0 | 0 | 0 | 0 | 0 | 0 | 0 | 0 | 0 | 0 | 0
7 | BPA TO CITY ASHLAND PS | 0 | 0 | 0 | 0 | 0 | 0 | 0 | 0 | 0 | 0 | 0 | 0 | 0 | 0 | 0
8 | BPA TO CITY IDFL PS | 0 | 0 | 0 | 0 | 0 | 0 | 0 | 0 | 0 | 0 | 0 | 0 | 0 | 0 | 0
9 | BPA TO COLUMBIA BASIN SSP | 0 | 0 | 0 | 0 | 0 | 0 | 0 | 0 | 0 | 0 | 0 | 0 | 0 | 0 | 0
10 | BPA TO COL RIVER PUD PS1 | 0 | 0 | 0 | 0 | 0 | 0 | 0 | 0 | 0 | 0 | 0 | 0 | 0 | 0 | 0
11 | BPA TO COL RIVER PUD PS3 | 0 | 0 | 0 | 0 | 0 | 0 | 0 | 0 | 0 | 0 | 0 | 0 | 0 | 0 | 0
12 | BPA TO COLUMBIA REA SSP | 0 | 0 | 0 | 0 | 0 | 0 | 0 | 0 | 0 | 0 | 0 | 0 | 0 | 0 | 0
13 | BPA TO COWLITZ PS1 | 0 | 0 | 0 | 0 | 0 | 0 | 0 | 0 | 0 | 0 | 0 | 0 | 0 | 0 | 0
14 | BPA TO COWLITZ PS2 | 0 | 0 | 0 | 0 | 0 | 0 | 0 | 0 | 0 | 0 | 0 | 0 | 0 | 0 | 0
15 | BPA TO COWLITZ PRESUB PS3 | 6 | 6 | 6 | 6 | 6 | 6 | 6 | 6 | 6 | 6 | 6 | 6 | 6 | 6 | 6
16 | BPA TO DOUGLAS PUD PS | 50 | 50 | 50 | 50 | 50 | 50 | 50 | 50 | 50 | 0 | 0 | 0 | 0 | 33
17 | BPA TO EWEB PS1 | 0 | 0 | 0 | 0 | 0 | 0 | 0 | 0 | 0 | 0 | 0 | 0 | 0 | 0 | 0
18 | BPA TO EWEB PRESUB PS2 | 25 | 25 | 25 | 25 | 25 | 25 | 25 | 25 | 25 | 25 | 25 | 25 | 25 | 25 | 25
19 | BPA TO FOREST GROVE PS2 | 0 | 0 | 0 | 0 | 0 | 0 | 0 | 0 | 0 | 0 | 0 | 0 | 0 | 0 | 0
20 | BPA TO GRANT PS | 0 | 0 | 0 | 0 | 0 | 0 | 0 | 0 | 0 | 0 | 0 | 0 | 0 | 0 | 0
21 | BPA TO HARNEY EC SSP | 0 | 0 | 0 | 0 | 0 | 0 | 0 | 0 | 0 | 0 | 0 | 0 | 0 | 0 | 0
22 | BPA TO IPC HARNEY & WELLS | 75 | 75 | 75 | 45 | 45 | 45 | 45 | 45 | 45 | 75 | 75 | 75 | 75 | 75 | 60
23 | BPA TO INLAND P&L SSP | 0 | 0 | 0 | 0 | 0 | 0 | 0 | 0 | 0 | 0 | 0 | 0 | 0 | 0 | 0
24 | BPA TO LEWIS (CONS) PS | 0 | 0 | 0 | 0 | 0 | 0 | 0 | 0 | 0 | 0 | 0 | 0 | 0 | 0 | 0
25 | BPA TO LOWER VALLEY PS1 | 0 | 0 | 0 | 0 | 0 | 0 | 0 | 0 | 0 | 0 | 0 | 0 | 0 | 0 | 0
26 | BPA TO MASON#3 (CONS) PS | 0 | 0 | 0 | 0 | 0 | 0 | 0 | 0 | 0 | 0 | 0 | 0 | 0 | 0 | 0
27 | BPA TO MCMINNVILLE PS2 | 0 | 0 | 0 | 0 | 0 | 0 | 0 | 0 | 0 | 0 | 0 | 0 | 0 | 0 | 0
28 | BPA TO MIDSTATE EC SSP | 0 | 0 | 0 | 0 | 0 | 0 | 0 | 0 | 0 | 0 | 0 | 0 | 0 | 0 | 0
29 | BPA TO MILTON-FREE PS | 0 | 0 | 0 | 0 | 0 | 0 | 0 | 0 | 0 | 0 | 0 | 0 | 0 | 0 | 0
30 | BPA TO MODERN EC PS1 | 0 | 0 | 0 | 0 | 0 | 0 | 0 | 0 | 0 | 0 | 0 | 0 | 0 | 0 | 0
31 | BPA TO MONMOUTH PS | 0 | 0 | 0 | 0 | 0 | 0 | 0 | 0 | 0 | 0 | 0 | 0 | 0 | 0 | 0
32 | BPA TO MPC C/N/X | 0 | 0 | 0 | 0 | 0 | 0 | 0 | 0 | 0 | 0 | 0 | 0 | 0 | 0 | 0
33 | BPA TO NESPELEM VLY SSP | 0 | 0 | 0 | 0 | 0 | 0 | 0 | 0 | 0 | 0 | 0 | 0 | 0 | 0 | 0
34 | BPA TO NWASCO PS2 | 0 | 0 | 0 | 0 | 0 | 0 | 0 | 0 | 0 | 0 | 0 | 0 | 0 | 0 | 0
35 | BPA TO OKANOGAN SSP | 0 | 0 | 0 | 0 | 0 | 0 | 0 | 0 | 0 | 0 | 0 | 0 | 0 | 0 | 0
36 | BPA TO OTHER ENTITIES PS | 0 | 0 | 0 | 0 | 0 | 0 | 0 | 0 | 0 | 0 | 0 | 0 | 0 | 0 | 0
37 | BPA TO SM NGP PRESUB PS | 884 | 884 | 741 | 752 | 829 | 924 | 849 | 830 | 745 | 703 | 703 | 774 | 819 | 841 | 808
38 | BPA TO SM NGP SSP SSP | 0 | 0 | 0 | 0 | 0 | 0 | 0 | 0 | 0 | 0 | 0 | 0 | 0 | 0 | 0
39 | BPA TO PP&L CAP S | 275 | 275 | 275 | 275 | 275 | 275 | 275 | 275 | 275 | 275 | 275 | 275 | 275 | 275 | 275
40 | BPA TO PP&L S IDAHO | 13 | 13 | 42 | 108 | 161 | 215 | 189 | 145 | 117 | 90 | 90 | 0 | 18 | 34 | 94
41 | BPA TO PP&L CENT STDBY | 0 | 0 | 0 | 0 | 0 | 0 | 1 | 0 | 0 | 0 | 0 | 0 | 0 | 0 | 0
42 | BPA TO PGE CAP S | 0 | 0 | 0 | 0 | 0 | 0 | 0 | 0 | 0 | 0 | 0 | 0 | 0 | 0 | 0
43 | BPA TO PGE CANBY PS | 0 | 0 | 0 | 0 | 0 | 0 | 0 | 0 | 0 | 0 | 0 | 0 | 0 | 0 | 0
44 | BPA TO PGE PS1 | 0 | 0 | 0 | 0 | 0 | 0 | 0 | 0 | 0 | 0 | 0 | 0 | 0 | 0 | 0
45 | BPA TO PGE PS2 | 0 | 0 | 0 | 0 | 0 | 0 | 0 | 0 | 0 | 0 | 0 | 0 | 0 | 0 | 0
46 | BPA TO PGE PS3 | 0 | 0 | 0 | 0 | 0 | 0 | 0 | 0 | 0 | 0 | 0 | 0 | 0 | 0 | 0
47 | BPA TO PGE PS4 | 0 | 0 | 0 | 0 | 0 | 0 | 0 | 0 | 0 | 0 | 0 | 0 | 0 | 0 | 0
48 | BPA TO PSE BAKER HD LOSS | 0 | 0 | 0 | 0 | 0 | 0 | 0 | 0 | 0 | 0 | 0 | 0 | 0 | 0 | 0
49 | BPA TO PSE PS | 0 | 0 | 0 | 0 | 0 | 0 | 0 | 0 | 0 | 0 | 0 | 0 | 0 | 0 | 0
50 | BPA TO PSE WP3 | 0 | 0 | 0 | 0 | 101 | 101 | 101 | 101 | 51 | 51 | 51 | 0 | 0 | 0 | 42
51 | BPA TO RAVALLI EC PS | 0 | 0 | 0 | 0 | 0 | 0 | 0 | 0 | 0 | 0 | 0 | 0 | 0 | 0 | 0
52 | BPA TO RICHLAND ORMET PS | 0 | 0 | 0 | 0 | 0 | 0 | 0 | 0 | 0 | 0 | 0 | 0 | 0 | 0 | 0
53 | BPA TO SALEM GREEN PS | 0 | 0 | 0 | 0 | 0 | 0 | 0 | 0 | 0 | 0 | 0 | 0 | 0 | 0 | 0
54 | BPA TO SNOH (CONS) PS1 | 0 | 0 | 0 | 0 | 0 | 0 | 0 | 0 | 0 | 0 | 0 | 0 | 0 | 0 | 0
55 | BPA TO SNOH PS2 | 0 | 0 | 0 | 0 | 0 | 0 | 0 | 0 | 0 | 0 | 0 | 0 | 0 | 0 | 0
56 | BPA TO SUB PS1 | 0 | 0 | 0 | 0 | 0 | 0 | 0 | 0 | 0 | 0 | 0 | 0 | 0 | 0 | 0
57 | BPA TO SUB PRESUB PS2 | 21 | 21 | 21 | 21 | 21 | 21 | 21 | 21 | 21 | 21 | 21 | 21 | 21 | 21 | 21
58 | BPA TO SUB PRESUB PS3 | 10 | 10 | 10 | 10 | 10 | 10 | 10 | 10 | 10 | 10 | 10 | 10 | 10 | 10 | 10
59 | BPA TO SUB PRESUB PS4 | 0 | 0 | 0 | 0 | 0 | 0 | 0 | 0 | 0 | 0 | 0 | 0 | 0 | 0 | 0
60 | BPA TO SURPRISE VLY SSP | 0 | 0 | 0 | 0 | 0 | 0 | 0 | 0 | 0 | 0 | 0 | 0 | 0 | 0 | 0
61 | BPA TO TPU PS | 0 | 0 | 0 | 0 | 0 | 0 | 0 | 0 | 0 | 0 | 0 | 0 | 0 | 0 | 0
62 | BPA TO TILLAMOOK PS2 | 0 | 0 | 0 | 0 | 0 | 0 | 0 | 0 | 0 | 0 | 0 | 0 | 0 | 0 | 0
63 | BPA TO UNITED EC PS | 0 | 0 | 0 | 0 | 0 | 0 | 0 | 0 | 0 | 0 | 0 | 0 | 0 | 0 | 0
64 | BPA TO UMATILLA EC SSP | 0 | 0 | 0 | 0 | 0 | 0 | 0 | 0 | 0 | 0 | 0 | 0 | 0 | 0 | 0
65 | BPA TO VIGILANTE SSP | 0 | 0 | 0 | 0 | 0 | 0 | 0 | 0 | 0 | 0 | 0 | 0 | 0 | 0 | 0
66 | BPA TO WASCO EC SSP | 0 | 0 | 0 | 0 | 0 | 0 | 0 | 0 | 0 | 0 | 0 | 0 | 0 | 0 | 0
67 | BPA TO AVWP WP3 | 0 | 0 | 0 | 0 | 101 | 101 | 101 | 101 | 51 | 51 | 50 | 0 | 0 | 0 | 42
68 | BPA TO AVWP DEF PWR XCHG | 0 | 0 | 0 | 0 | 0 | 0 | 0 | 0 | 0 | 0 | 0 | 0 | 0 | 0 | 0
69 | BPA TO AVWP PS | 0 | 0 | 0 | 0 | 0 | 0 | 0 | 0 | 0 | 0 | 0 | 0 | 0 | 0 | 0
70 | BPA TO W. OREGON COOP PS | 0 | 0 | 0 | 0 | 0 | 0 | 0 | 0 | 0 | 0 | 0 | 0 | 0 | 0 | 0
71 | FEDERAL CONTRACTS OUT | 1359 | 1359 | 1246 | 1293 | 1623 | 1773 | 1673 | 1609 | 1396 | 1307 | 1306 | 1185 | 1249 | 1286 | 1417
| PA Power Sales | 125 | 125 | 125 | 95 | 95 | 95 | 95 | 95 | 95 | 75 | 75 | 75 | 75 | 108 | 60
| PA SSP | 0 | 0 | 0 | 0 | 0 | 0 | 0 | 0 | 0 | 0 | 0 | 0 | 0 | 0 | 0
| PA Presub | 946 | 946 | 803 | 814 | 891 | 986 | 911 | 892 | 807 | 765 | 765 | 836 | 881 | 903 | 870
| IOU | 288 | 288 | 317 | 383 | 638 | 692 | 667 | 622 | 494 | 467 | 466 | 275 | 293 | 309 | 453
| FEDERAL CONTRACTS OUT | 1359 | 1359 | 1245 | 1292 | 1624 | 1773 | 1673 | 1609 | 1396 | 1307 | 1306 | 1186 | 1249 | 1320 | 1383

## 2007c
CONTRACTS BETWEEN UTILITIES
2002 RATE FILING: 02/07/00
2006- 7 OPERATING YEAR RUN DATE: 02/08/00
ENERGY IN AVERAGE MEGAWATTS
|  | AUG | AUG | SEP | OCT | NOV | DEC | JAN | FEB | MAR | APR | APR | MAY | JUN | JUL | 12-MO
|  | AUG: 1-15; AUG: 16-31; APR: 1-15; APR: 16-30 | AVG
FEDERAL CONTRACTS OUT
1 | BPA TO BANDON PS1 | 0 | 0 | 0 | 0 | 0 | 0 | 0 | 0 | 0 | 0 | 0 | 0 | 0 | 0 | 0
2 | BPA TO BANDON PS2 | 0 | 0 | 0 | 0 | 0 | 0 | 0 | 0 | 0 | 0 | 0 | 0 | 0 | 0 | 0
3 | BPA TO BIG BEND EC SSP | 0 | 0 | 0 | 0 | 0 | 0 | 0 | 0 | 0 | 0 | 0 | 0 | 0 | 0 | 0
4 | BPA TO BIG BEND EC SSP | 0 | 0 | 0 | 0 | 0 | 0 | 0 | 0 | 0 | 0 | 0 | 0 | 0 | 0 | 0
5 | BPA TO CENTRAL EC SSP | 0 | 0 | 0 | 0 | 0 | 0 | 0 | 0 | 0 | 0 | 0 | 0 | 0 | 0 | 0
6 | BPA TO CLATSKANIE PS | 0 | 0 | 0 | 0 | 0 | 0 | 0 | 0 | 0 | 0 | 0 | 0 | 0 | 0 | 0
7 | BPA TO CITY ASHLAND PS | 0 | 0 | 0 | 0 | 0 | 0 | 0 | 0 | 0 | 0 | 0 | 0 | 0 | 0 | 0
8 | BPA TO CITY IDFL PS | 0 | 0 | 0 | 0 | 0 | 0 | 0 | 0 | 0 | 0 | 0 | 0 | 0 | 0 | 0
9 | BPA TO COLUMBIA BASIN SSP | 0 | 0 | 0 | 0 | 0 | 0 | 0 | 0 | 0 | 0 | 0 | 0 | 0 | 0 | 0
10 | BPA TO COL RIVER PUD PS1 | 0 | 0 | 0 | 0 | 0 | 0 | 0 | 0 | 0 | 0 | 0 | 0 | 0 | 0 | 0
11 | BPA TO COL RIVER PUD PS3 | 0 | 0 | 0 | 0 | 0 | 0 | 0 | 0 | 0 | 0 | 0 | 0 | 0 | 0 | 0
12 | BPA TO COLUMBIA REA SSP | 0 | 0 | 0 | 0 | 0 | 0 | 0 | 0 | 0 | 0 | 0 | 0 | 0 | 0 | 0
13 | BPA TO COWLITZ PS1 | 0 | 0 | 0 | 0 | 0 | 0 | 0 | 0 | 0 | 0 | 0 | 0 | 0 | 0 | 0
14 | BPA TO COWLITZ PS2 | 0 | 0 | 0 | 0 | 0 | 0 | 0 | 0 | 0 | 0 | 0 | 0 | 0 | 0 | 0
15 | BPA TO COWLITZ PRESUB PS3 | 6 | 6 | 6 | 6 | 6 | 6 | 6 | 6 | 6 | 6 | 6 | 6 | 6 | 6 | 6
16 | BPA TO DOUGLAS PUD PS | 0 | 0 | 0 | 0 | 0 | 0 | 0 | 0 | 0 | 0 | 0 | 0 | 0 | 0 | 0
17 | BPA TO EWEB PS1 | 0 | 0 | 0 | 0 | 0 | 0 | 0 | 0 | 0 | 0 | 0 | 0 | 0 | 0 | 0
18 | BPA TO EWEB PRESUB PS2 | 25 | 25 | 25 | 0 | 0 | 0 | 0 | 0 | 0 | 0 | 0 | 0 | 0 | 0 | 4
19 | BPA TO FOREST GROVE PS2 | 0 | 0 | 0 | 0 | 0 | 0 | 0 | 0 | 0 | 0 | 0 | 0 | 0 | 0 | 0
20 | BPA TO GRANT PS | 0 | 0 | 0 | 0 | 0 | 0 | 0 | 0 | 0 | 0 | 0 | 0 | 0 | 0 | 0
21 | BPA TO HARNEY EC SSP | 0 | 0 | 0 | 0 | 0 | 0 | 0 | 0 | 0 | 0 | 0 | 0 | 0 | 0 | 0
22 | BPA TO IPC HARNEY & WELLS | 75 | 75 | 75 | 45 | 45 | 45 | 45 | 45 | 45 | 75 | 75 | 75 | 75 | 75 | 60
23 | BPA TO INLAND P&L SSP | 0 | 0 | 0 | 0 | 0 | 0 | 0 | 0 | 0 | 0 | 0 | 0 | 0 | 0 | 0
24 | BPA TO LEWIS (CONS) PS | 0 | 0 | 0 | 0 | 0 | 0 | 0 | 0 | 0 | 0 | 0 | 0 | 0 | 0 | 0
25 | BPA TO LOWER VALLEY PS1 | 0 | 0 | 0 | 0 | 0 | 0 | 0 | 0 | 0 | 0 | 0 | 0 | 0 | 0 | 0
26 | BPA TO MASON#3 (CONS) PS | 0 | 0 | 0 | 0 | 0 | 0 | 0 | 0 | 0 | 0 | 0 | 0 | 0 | 0 | 0
27 | BPA TO MCMINNVILLE PS2 | 0 | 0 | 0 | 0 | 0 | 0 | 0 | 0 | 0 | 0 | 0 | 0 | 0 | 0 | 0
28 | BPA TO MIDSTATE EC SSP | 0 | 0 | 0 | 0 | 0 | 0 | 0 | 0 | 0 | 0 | 0 | 0 | 0 | 0 | 0
29 | BPA TO MILTON-FREE PS | 0 | 0 | 0 | 0 | 0 | 0 | 0 | 0 | 0 | 0 | 0 | 0 | 0 | 0 | 0
30 | BPA TO MODERN EC PS1 | 0 | 0 | 0 | 0 | 0 | 0 | 0 | 0 | 0 | 0 | 0 | 0 | 0 | 0 | 0
31 | BPA TO MONMOUTH PS | 0 | 0 | 0 | 0 | 0 | 0 | 0 | 0 | 0 | 0 | 0 | 0 | 0 | 0 | 0
32 | BPA TO MPC C/N/X | 0 | 0 | 0 | 0 | 0 | 0 | 0 | 0 | 0 | 0 | 0 | 0 | 0 | 0 | 0
33 | BPA TO NESPELEM VLY SSP | 0 | 0 | 0 | 0 | 0 | 0 | 0 | 0 | 0 | 0 | 0 | 0 | 0 | 0 | 0
34 | BPA TO NWASCO PS2 | 0 | 0 | 0 | 0 | 0 | 0 | 0 | 0 | 0 | 0 | 0 | 0 | 0 | 0 | 0
35 | BPA TO OKANOGAN SSP | 0 | 0 | 0 | 0 | 0 | 0 | 0 | 0 | 0 | 0 | 0 | 0 | 0 | 0 | 0
36 | BPA TO OTHER ENTITIES PS | 0 | 0 | 0 | 0 | 0 | 0 | 0 | 0 | 0 | 0 | 0 | 0 | 0 | 0 | 0
37 | BPA TO SM NGP PRESUB PS | 779 | 779 | 629 | 141 | 163 | 178 | 185 | 190 | 161 | 150 | 150 | 144 | 152 | 165 | 253
38 | BPA TO SM NGP SSP SSP | 0 | 0 | 0 | 0 | 0 | 0 | 0 | 0 | 0 | 0 | 0 | 0 | 0 | 0 | 0
39 | BPA TO PP&L CAP S | 275 | 275 | 275 | 275 | 275 | 275 | 275 | 275 | 275 | 275 | 275 | 275 | 275 | 275 | 275
40 | BPA TO PP&L S IDAHO | 13 | 13 | 42 | 108 | 161 | 215 | 189 | 145 | 117 | 90 | 90 | 0 | 18 | 34 | 94
41 | BPA TO PP&L CENT STDBY | 0 | 0 | 0 | 0 | 0 | 0 | 1 | 0 | 0 | 0 | 0 | 0 | 0 | 0 | 0
42 | BPA TO PGE CAP S | 0 | 0 | 0 | 0 | 0 | 0 | 0 | 0 | 0 | 0 | 0 | 0 | 0 | 0 | 0
43 | BPA TO PGE CANBY PS | 0 | 0 | 0 | 0 | 0 | 0 | 0 | 0 | 0 | 0 | 0 | 0 | 0 | 0 | 0
44 | BPA TO PGE PS1 | 0 | 0 | 0 | 0 | 0 | 0 | 0 | 0 | 0 | 0 | 0 | 0 | 0 | 0 | 0
45 | BPA TO PGE PS2 | 0 | 0 | 0 | 0 | 0 | 0 | 0 | 0 | 0 | 0 | 0 | 0 | 0 | 0 | 0
46 | BPA TO PGE PS3 | 0 | 0 | 0 | 0 | 0 | 0 | 0 | 0 | 0 | 0 | 0 | 0 | 0 | 0 | 0
47 | BPA TO PGE PS4 | 0 | 0 | 0 | 0 | 0 | 0 | 0 | 0 | 0 | 0 | 0 | 0 | 0 | 0 | 0
48 | BPA TO PSE BAKER HD LOSS | 0 | 0 | 0 | 0 | 0 | 0 | 0 | 0 | 0 | 0 | 0 | 0 | 0 | 0 | 0
49 | BPA TO PSE PS | 0 | 0 | 0 | 0 | 0 | 0 | 0 | 0 | 0 | 0 | 0 | 0 | 0 | 0 | 0
50 | BPA TO PSE WP3 | 0 | 0 | 0 | 0 | 101 | 101 | 101 | 101 | 51 | 51 | 51 | 0 | 0 | 0 | 42
51 | BPA TO RAVALLI EC PS | 0 | 0 | 0 | 0 | 0 | 0 | 0 | 0 | 0 | 0 | 0 | 0 | 0 | 0 | 0
52 | BPA TO RICHLAND ORMET PS | 0 | 0 | 0 | 0 | 0 | 0 | 0 | 0 | 0 | 0 | 0 | 0 | 0 | 0 | 0
53 | BPA TO SALEM GREEN PS | 0 | 0 | 0 | 0 | 0 | 0 | 0 | 0 | 0 | 0 | 0 | 0 | 0 | 0 | 0
54 | BPA TO SNOH (CONS) PS1 | 0 | 0 | 0 | 0 | 0 | 0 | 0 | 0 | 0 | 0 | 0 | 0 | 0 | 0 | 0
55 | BPA TO SNOH PS2 | 0 | 0 | 0 | 0 | 0 | 0 | 0 | 0 | 0 | 0 | 0 | 0 | 0 | 0 | 0
56 | BPA TO SUB PS1 | 0 | 0 | 0 | 0 | 0 | 0 | 0 | 0 | 0 | 0 | 0 | 0 | 0 | 0 | 0
57 | BPA TO SUB PRESUB PS2 | 21 | 21 | 21 | 0 | 0 | 0 | 0 | 0 | 0 | 0 | 0 | 0 | 0 | 0 | 3
58 | BPA TO SUB PRESUB PS3 | 10 | 10 | 10 | 0 | 0 | 0 | 0 | 0 | 0 | 0 | 0 | 0 | 0 | 0 | 2
59 | BPA TO SUB PRESUB PS4 | 0 | 0 | 0 | 0 | 0 | 0 | 0 | 0 | 0 | 0 | 0 | 0 | 0 | 0 | 0
60 | BPA TO SURPRISE VLY SSP | 0 | 0 | 0 | 0 | 0 | 0 | 0 | 0 | 0 | 0 | 0 | 0 | 0 | 0 | 0
61 | BPA TO TPU PS | 0 | 0 | 0 | 0 | 0 | 0 | 0 | 0 | 0 | 0 | 0 | 0 | 0 | 0 | 0
62 | BPA TO TILLAMOOK PS2 | 0 | 0 | 0 | 0 | 0 | 0 | 0 | 0 | 0 | 0 | 0 | 0 | 0 | 0 | 0
63 | BPA TO UNITED EC PS | 0 | 0 | 0 | 0 | 0 | 0 | 0 | 0 | 0 | 0 | 0 | 0 | 0 | 0 | 0
64 | BPA TO UMATILLA EC SSP | 0 | 0 | 0 | 0 | 0 | 0 | 0 | 0 | 0 | 0 | 0 | 0 | 0 | 0 | 0
65 | BPA TO VIGILANTE SSP | 0 | 0 | 0 | 0 | 0 | 0 | 0 | 0 | 0 | 0 | 0 | 0 | 0 | 0 | 0
66 | BPA TO WASCO EC SSP | 0 | 0 | 0 | 0 | 0 | 0 | 0 | 0 | 0 | 0 | 0 | 0 | 0 | 0 | 0
67 | BPA TO AVWP WP3 | 0 | 0 | 0 | 0 | 101 | 101 | 101 | 101 | 50 | 51 | 50 | 0 | 0 | 0 | 42
68 | BPA TO AVWP DEF PWR XCHG | 0 | 0 | 0 | 0 | 0 | 0 | 0 | 0 | 0 | 0 | 0 | 0 | 0 | 0 | 0
69 | BPA TO AVWP PS | 0 | 0 | 0 | 0 | 0 | 0 | 0 | 0 | 0 | 0 | 0 | 0 | 0 | 0 | 0
70 | BPA TO W. OREGON COOP PS | 0 | 0 | 0 | 0 | 0 | 0 | 0 | 0 | 0 | 0 | 0 | 0 | 0 | 0 | 0
71 | FEDERAL CONTRACTS OUT | 1204 | 1204 | 1084 | 575 | 852 | 921 | 902 | 862 | 705 | 698 | 697 | 500 | 526 | 555 | 782
| PA Power Sales | 75 | 75 | 75 | 45 | 45 | 45 | 45 | 45 | 45 | 75 | 75 | 75 | 75 | 75 | 60
| PA SSP | 0 | 0 | 0 | 0 | 0 | 0 | 0 | 0 | 0 | 0 | 0 | 0 | 0 | 0 | 0
| PA Presub | 841 | 841 | 691 | 147 | 169 | 184 | 191 | 196 | 167 | 156 | 156 | 150 | 158 | 171 | 268
| IOU | 288 | 288 | 317 | 383 | 638 | 692 | 667 | 622 | 493 | 467 | 466 | 275 | 293 | 309 | 453
| FEDERAL CONTRACTS OUT | 1204 | 1204 | 1083 | 575 | 852 | 921 | 903 | 863 | 705 | 698 | 697 | 500 | 526 | 555 | 781