## Summary
Project Name | LVCOGEN LLP
Project Scenario | Base Case | [8 empty] | 2000-01-01
PLANT SUMMARY: |  |  | CAPITAL COST: |  |  | PROJECT REVENUES:
Output: |  |  |  | $/kW | ($'000s) | Anchor Tenant: |  | Based on 1999 Prices
Nameplate Capacity (MW) |  | 54 | EPC Turnkey: | 0 | 0 |  |  | Summer | Winter
Net Output (MW) |  | 54 |  |  |  | Energy Price ($/MWh)
|  |  | Site Prep / Balance of Construction: |  |  | Peak |  | 26.67 | 26.67
Expected Fuel Use Rates (HHV): |  |  | Spare Parts/Shop Tools |  | 0 | Off-Peak |  | 23.31 | 23.31
Pre-Upgrade Heat Rate (Btu/kWh) |  | 8473 | Switchyard / Interconnect / Trans. Line Upgrade |  | 0 | Capacity Charge ($/MWh) |  | 56.09 | 26.77
Baseload Heat Rate (Btu/kWh) |  | 7664 | Black Start Capability |  | 0
Annual Degradation |  | 0.1% | Fuel Gas Line |  | 0 | NPC Contract Amount (MW) |  |  | 45
|  |  | Zero Discharge |  | 0 | NPC Energy Only Sales (MW) |  |  | 0
Operating Parameters: |  |  | Fuel Gas Compressor |  | 0 | Include Winter Afternoon @ Avoided Cost |  |  | No
Dispatchability |  | 100% | SCR |  | 0 | Include All Off-Peak Hours at Avoided Cost |  |  | No
Planned Outages |  | 0% | Foundation |  | 0 | Exclude 45MW From Market Sales |  |  | No
Forced Outages |  | 1.5% | Inlet Air Cooling |  | 0
Net Plant Availability Factor |  | 98.5% | Intake and Water Discharge Structure |  | 0 | Merchant Sales:
Timing: |  |  | Duct Burner |  | 0 | Include Merchant Sales |  |  | yes
Funding Date |  | 1999-08-01 | 230 kV Line |  | 0 | Merchant Volumes (MW) |  |  | 9
Commercial Operation Date |  | 2000-01-01 | Passthrough Interconnect |  | 0 | Wheeling ($/MWh) Prior to Deregulation |  |  | 3.75
Scheduled Upgrade |  | 1999-11-01 | Total: |  | 0 | Wheeling ($/MWh) POST Deregulation |  |  | 0
Effective Availability for upgrade month |  | 25% |  |  |  | Wheeling Losses |  |  | 3.5%
Date Supplemental Energy Sales Begin |  | 2000-05-01 | Soft Costs: |  |  | Adder for losses into California |  |  | 0
Date of NEV Deregulation |  | 2003-01-01 | Asset Purchase Price |  | 72189 | Adder for Interruptible Power |  |  | 0
Commercial Ending Date |  | 2022-12-31 | Plant Improvements |  | 4370 | Power Curve Date |  |  | 1999-12-14
|  |  | Generator Rewind |  | 300 | Region
CORPORATE ASSUMPTIONS: |  |  | Additional Turbine |  | 160 | Price Curve
Taxes: |  |  | HRSG Modifications |  | 134 | Include Supplemental Time Value (on Merchant Sales) |  |  | no
Federal Income Tax Rate |  | 0% | Working Capital Adjustment |  | 0 |  | Intrinsic | #DIV/0! | 0
State Income Tax Rate |  | 0% | Environmental Offsets |  | 0 |  | Time Value | #DIV/0! | 0
Effective Tax Rate |  | 0% | Equity Fees |  | 200 |  | Total Option | #DIV/0! | 0
|  |  | Equity Legal Fees |  | 60 | Option Price ($/Mwh)
Depreciation: |  |  | Enron Legal Fees |  | 400 | Option Price ($/kW-Mo)
| Book | Tax | Nevada Council |  | 50
Acquisition Basis | 78714.5555 | 78714.5555 | Lenders' Legal Fee |  | 200 | Other Revenues:
Term (Years) | 15 | 15 | Title Policy |  | 69.265
Method (SL/DB) | SL | DB | Contingency Fee |  | 582.2905 |  |  | Esc. (%) | ($'000s)
If DB, state rate | 0% | 150% | Other Fees (%) |  | 0 | Option 2 - Enron Sells Thermal Energy to Greenhouse
Start Depreciation | 1999-08-01 | 1999-08-01 | Startup and Acceptance |  | 0
|  |  | Water Entitlements |  | 0 | (ii) Sale of Thermal Energy
Partial Overhaul 1 Basis | 1331.9046 | 1331.9046 | Sales and Property Tax | 7.25% | 0 | Gas Volumes (mmbtu) |  | 0% | 65000
Term (Years) | 8 | 8 | Insurance and Perf. Bond |  | 0
Method (SL/DB) | SL | DB | Contingency @ | 5% | 0 |  |  | 2%
If DB, state rate | 0% | 150% | Total: |  | 78714.5555
Start Depreciation | 2003-08-01 | 2003-08-01
|  |  | Total Project Cost | 1457.677 | 78714.5555
Complete Overhaul 1 Basis | 4611.7398 | 4611.7398
Term (Years) | 8 | 8 |  |  |  | ADDITIONAL PROJECT REVENUES:
Method (SL/DB) | SL | DB | SHARING AGREEMENT: |  |  | Sources of Revenues:
If DB, state rate | 0% | 150% |  |  |  | Annual Lease Revenues (LV Cogen II) |  |  | 0
Start Depreciation | 2007-08-01 | 2007-08-01 | Gas Transport ($/MMBtu) |  | 0.15 | Annual O&M Revenues (LV Cogen) |  |  | 0
|  |  | Heat Rate (MMBtu?Mwh |  | 8.5 | Date Lease Revenues Begin: |  |  | 2001-01-01
Partial Overhaul 2 Basis | 1870.6553 | 1870.6553 | O&M Charges ($/MWh) |  | 3.75 | O&MLease Revenues Begin: |  |  | 2001-01-01 |  | 0
Term (Years) | 8 | 8 | Market Service Fee for Sierra ($/Mwh) |  | 1.75
Method (SL/DB) | SL | DB | EPMI Based Market Service Fee ($/MWh) |  | 0.5
If DB, state rate | 0% | 150% | EPMI Profit Sharing (%) |  | 12.1%
Start Depreciation | 2011-08-01 | 2011-08-01 | Gas Daily Premium ($/MMBtu) |  | 0.04
|  |  | End of Sharing with NPC |  | 2001-04-30
Complete Overhaul 2 Basis | 6463.7575 | 6463.7575 |  |  |  | PROJECT EXPENSES:
Term (Years) | 8 | 8 |  |  |  | Fixed Expenses: |  | $/kW | ($'000s)
Method (SL/DB) | SL | DB |  |  |  | Labour |  | 17.5646 | 948.4905
If DB, state rate | 0% | 150% |  |  |  | Repairs & Maintenance |  | 5.9107 | 319.1778
Start Depreciation | 2015-08-01 | 2015-08-01 |  |  |  | Chemicals |  | 3.65 | 197.1017
[6 empty] | Consulting |  | 0.75581 | 40.8135
[6 empty] | Other |  | 8.7931 | 474.8268
Escalation: | [5 empty] | Gas Transport Dem Chg |  | 25.1443 | 1357.7936
Use Fixed US CPI? (3%) |  | yes |  |  |  | Inc. O&M Adjustment |  | 0 | 0
If no, fix rate of inflation to |  | 3% |  |  |  | Total: |  | 61.8186 | 3338.2039
Variable Expenses:
Interest Income: | [5 empty] | Gas Curve Henwood=1 |  |  | 1
Interest on Cash Balance |  | yes |  |  |  | Maximum Take (mmbtu/day) |  |  | 5000
If yes, Interest Rate |  | 5% |  |  |  | Sell-Back Volumes Spread from Purchase |  |  | -0.03
[6 empty] | Purchase Volumes Mid Basis thru 2010 |  |  | Curve
FINANCING: | [5 empty] | Res. Fee Mid Basis (Rockies) thru |  | 2010-04-30 | -0.25
Interest During Construction: | [5 empty] | UP Fuels Reservation Fee |  |  | 4%
Interest Rate on Construction Loan |  | 0% |  |  |  | Swing Penalty |  |  | 20%
Term (Mths) |  | 0 |  |  |  | Fixed Price thru | 2000-04-30 |  | 2.045
Drawdown Schedule (SL/Custom) |  | SL |  |  |  | NYMEX Delivered Basis thru |  | 2010-04-30 | -0.28
Drawdown Fee (BPS) |  | 0 | [5 empty] | 2010-04-30
Total IDC |  | 0 |  |  |  | Duke contract End |  | 2010-04-30
| $/kW | ($'000s)
Total Capital Cost | 0 | 0 |  |  |  | Reservation Premium after UP Fuel Term |  |  | 1%
Transport Charges
[6 empty] | Kern P/Lfixed thru 9/30/01 ($/mmbtu-mo) |  |  | 0.5902
Long Term Financing: | [5 empty] | Kern P/L 10/1/01 |  |  | 0.42
Equity (% of Asset) | 30% | 24000 |  |  |  |  | Variable ($/mmbtu) |  | 0.067
Closing Cost Fees |  | 0 |  |  |  |  | Variable ($%) |  | 1.3%
Total Equity Amount |  | 24000 |  |  |  | SWGas P/L | Fixed ($/mmbtu-mo) |  | 0.1451
[6 empty] | SWGas P/L Reduc. effective Jan 2012 |  |  | -0.093
Debt (% of Asset) | 70% | 54714.5555 |  |  |  |  | Variable ($/mmbtu) |  | 0
Debt Fees |  | 774.4445 |  |  |  | Other Variable Cost ($/MWh) (Market Volumes Only) |  |  | 1.5
Working Capital |  | 1011
Debt Service/O&M Reserve |  | 0 |  |  |  | General & Administrative Expenses:
Total Debt Amount: |  | 56500 |  |  |  | G&A |  | 11.851 | 639.9521
6/30/00 Payoff w/penalties |  | 55500
Sr. Secured Debt Terms:
One Yr. LIBOR Rate (15 yr. Swap) |  | 6.5% |  |  |  | RETURNS:
Interest rate SWAP (1= "Yes") |  | 1 |  |  |  | Debt Service Coverage Ratio (Pre-Tax):
Southwest Gas LOC Amount |  | 888.896 |  |  |  | Minimum |  |  | 1
Duke LOC Amount |  | 3000 |  |  |  | Maximum |  |  | 1
Funding Spread over Base Spread |  | 0.5% |  |  |  | Average | (over 17 years) |  | 1
| Spread (BPS) | Rate (%) |  |  |  | Weighted Average Loan Life (Yrs.) |  |  | 9.3864
Yrs. 1-3 | 125 | 7.75%
Yrs. 4-6 | 137.5 | 7.875% |  |  |  | Current Value of Assets ($ per kW) |  |  | 0
Yrs. 7-9 | 162.5 | 8.125% | [6 empty] | 0
Yrs. 10-13 | 175 | 8.25% |  |  |  | Buy-Out Date (MM/DD/YY) |  |  | 2000-12-31
Yrs. 14-17 | 187.5 | 8.375% |  |  |  | Effective Date of Buy-Out |  |  | 2000-12-31
Debt Term (Yrs.) |  | 17 |  |  |  | Equity Returns:
Capitalized Fees |  | 1.5% |  |  |  | Equity Investment |  |  | 24000
- amortized over |  | 15 | [5 empty] | (Pre-Tax)
Debt Service Reserve Scenario | [5 empty] | NPV @ | 9% | (nominal)
Reserve Account=1, LOC=2 |  | 2
Amount subject to LOC, if 2 above |  | 3800
Debt Service Reserve % |  | 50%
LOC Fee % of reserve if 2 above |  | 1.25%
Check
#NAME?
Formulas:
No = IF(AND(YEAR([No, row above])=2000,MONTH([No, row above])=1),+[No, row above],EOMONTH([No, row above],0))
Tax = [Book]
Optimize

## SharingAgrmt
[13 empty] | Discount Rate | 0.09 | NPV | 1633950.7389
|  | REVENUE INPUTS | [6 empty] | VARIABLE CHARGES |  |  |  |  | NEV SHARING CALCULATIONS |  | 0% |  | EPMI SHARING CALCULATIONS
|  | Market | Shared Market | Merchant Gas | Gas | Gas | Gas | Heat | Marginal |  | Transmission | Market Service | Price | Amount Available | Revenues less | Total Paymet | EPMI Mkt | Gen Cost for | Rev. Less | EPMI | Total EPMI | Merchant
Month | Year | Price | Sales Volume | Volume | Transport | Commodity | Premium | Rate | Generation Cost($/MWh) | O&M | Charges | Providor Charges | Spread ($/MWh) | to Share ($/MWh) | Cost to Gen | to Sierra | Fee ($/MWh) | EPMI Calc ($/MWh) | EPMI Gen Cost | Sharing (%) | Sharing | Revenue | Annual Summary:
2000-01-01 | 2000 | 0 | 0 | 0 | 0.15 | 0 | 0.04 | 8.5 | 1.615 | 3.75 | 3.75 | 1.75 | 0 | 0 | 0 | 0 | 0.5 | 9.615 | 0 | 12.1% | 0 | 0 | Year | NEV Sharing | EPMI Sharing | Total Merchant Sharing Expense
2000-02-01 | 2000 | 0 | 0 | 0 | 0.15 | 0 | 0.04 | 8.5 | 1.615 | 3.75 | 3.75 | 1.75 | 0 | 0 | 0 | 0 | 0.5 | 9.615 | 0 | 12.1% | 0 | 0 | 2000 | 2149776.6648 | 482040.7761 | 2631817.4409
2000-03-01 | 2000 | 0 | 0 | 0 | 0.15 | 0 | 0.04 | 8.5 | 1.615 | 3.75 | 3.75 | 1.75 | 0 | 0 | 0 | 0 | 0.5 | 9.615 | 0 | 12.1% | 0 | 0 | 2001 | 73251.4632 | 453582.9327 | 526834.396
2000-04-01 | 2000 | 0 | 0 | 0 | 0.15 | 0 | 0.04 | 8.5 | 1.615 | 3.75 | 3.75 | 1.75 | 0 | 0 | 0 | 0 | 0.5 | 9.615 | 0 | 12.1% | 0 | 0 | 2002 | 0 | 308578.5063 | 308578.5063
2000-05-01 | 2000 | 0 | 0 | 0 | 0.15 | 0 | 0.04 | 8.5 | 1.615 | 3.75 | 3.75 | 1.75 | 0 | 0 | 0 | 0 | 0.5 | 9.615 | 0 | 12.1% | 0 | 0 | 2003 | 0 | 264309.6948 | 264309.6948
2000-06-01 | 2000 | 61.8552 | 9239.103 | 70952.9347 | 0.15 | 0 | 0.04 | 8.5 | 1.615 | 3.75 | 3.75 | 1.75 | 60.2402 | 50.9902 | 471104.0409 | 235552.0205 | 0.5 | 9.615 | 247100.8992 | 12.1% | 54039.7313 | 571486.895 | 2004 | 0 | 166536.1568 | 166536.1568
2000-07-01 | 2000 | 80.3582 | 9547.0731 | 73336.6906 | 0.15 | 0 | 0.04 | 8.5 | 1.615 | 3.75 | 3.75 | 1.75 | 78.7432 | 69.4932 | 663456.5817 | 331728.2908 | 0.5 | 9.615 | 343662.1322 | 12.1% | 73505.963 | 767185.5309 | 2005 | 0 | 274023.7796 | 274023.7796
2000-08-01 | 2000 | 86.2854 | 9547.0731 | 73355.3486 | 0.15 | 0 | 0.04 | 8.5 | 1.615 | 3.75 | 3.75 | 1.75 | 84.6704 | 75.4204 | 720043.9797 | 360021.9899 | 0.5 | 9.615 | 371955.8312 | 12.1% | 79164.7028 | 823772.9289 | 2006 | 0 | 305334.5392 | 305334.5392
2000-09-01 | 2000 | 93.8291 | 9239.103 | 71007.1032 | 0.15 | 0 | 0.04 | 8.5 | 1.615 | 3.75 | 3.75 | 1.75 | 92.2141 | 82.9641 | 766514.2846 | 383257.1423 | 0.5 | 9.615 | 394806.0211 | 12.1% | 83580.7557 | 866897.1387 | 2007 | 0 | 338257.6232 | 338257.6232
2000-10-01 | 2000 | 80.3062 | 12199.0378 | 93779.516 | 0.15 | 0 | 0.04 | 8.5 | 1.615 | 3.75 | 3.75 | 1.75 | 78.6912 | 69.4412 | 847115.9003 | 423557.9501 | 0.5 | 9.615 | 438806.7474 | 12.1% | 93860.8684 | 979658.4465 | 2008 | 0 | 382005.9103 | 382005.9103
2000-11-01 | 2000 | 58.9988 | 9837.9338 | 75647.8684 | 0.15 | 0 | 0.04 | 8.5 | 1.615 | 3.75 | 3.75 | 1.75 | 57.3838 | 48.1338 | 473537.4758 | 236768.7379 | 0.5 | 9.615 | 249066.1551 | 12.1% | 54732.1979 | 580426.626 | 2009 | 0 | 392216.1077 | 392216.1077
2000-12-01 | 2000 | 47.2325 | 9837.9338 | 75667.0948 | 0.15 | 0 | 0.04 | 8.5 | 1.615 | 3.75 | 3.75 | 1.75 | 45.6175 | 36.3675 | 357781.0665 | 178890.5333 | 0.5 | 9.615 | 191187.9504 | 12.1% | 43156.557 | 464670.2167 | 2010 | 0 | 392536.3921 | 392536.3921
2001-01-01 | 2001 | 42.9884 | 20950.5215 | 93851.0384 | 0.15 | 3.2058 | 0.04 | 8.5 | 28.8644 | 3.75 | 3.75 | 1.75 | 14.124 | 4.874 | 102113.1721 | 51056.586 | 0.5 | 36.8644 | 77244.7379 | 12.1% | 25924.2084 | 900630.0198 | 2011 | 0 | 400863.8634 | 400863.8634
2001-02-01 | 2001 | 38.6603 | 18923.0517 | 84790.2135 | 0.15 | 3.041 | 0.04 | 8.5 | 27.4632 | 3.75 | 3.75 | 1.75 | 11.1971 | 1.9471 | 36845.4809 | 18422.7404 | 0.5 | 35.4632 | 42076.5551 | 12.1% | 17876.8369 | 731570.4319 | 2012 | 0 | 413017.6485 | 413017.6485
2001-03-01 | 2001 | 35.8616 | 20950.5215 | 93898.7201 | 0.15 | 2.8984 | 0.04 | 8.5 | 26.2515 | 3.75 | 3.75 | 1.75 | 9.6101 | 0.3601 | 7544.2735 | 3772.1367 | 0.5 | 34.2515 | 29960.2887 | 12.1% | 16467.3185 | 751320.1987 | 2013 | 0 | 426289.6477 | 426289.6477
2001-04-01 | 2001 | 34.4357 | 20274.6983 | 90892.8009 | 0.15 | 2.7762 | 0.04 | 8.5 | 25.2128 | 3.75 | 3.75 | 1.75 | 9.2229 | 0 | 0 | 0 | 0.5 | 33.2128 | 24793.7498 | 12.1% | 15096.0991 | 698173.8924 | 2014 | 0 | 426393.1832 | 426393.1832
2001-05-01 | 2001 | 36.2444 | 22276.5039 | 73523.2709 | 0.15 | 2.7349 | 0.04 | 8.5 | 24.8618 | 3.75 | 3.75 | 1.75 | 11.3826 | 2.1326 | 47507.742 | 0 | 0.5 | 32.8618 | 75353.3719 | 12.1% | 20259.6858 | 807398.3928 | 2015 | 0 | 467982.0035 | 467982.0035
2001-06-01 | 2001 | 31.421 | 21557.907 | 71169.6087 | 0.15 | 2.7416 | 0.04 | 8.5 | 24.9182 | 3.75 | 3.75 | 1.75 | 6.5028 | 0 | 0 | 0 | 0.5 | 32.9182 | 0 | 12.1% | 10778.9535 | 677371.5774 | 2016 | 0 | 492197.6582 | 492197.6582
2001-07-01 | 2001 | 44.4318 | 22276.5039 | 73560.587 | 0.15 | 2.7583 | 0.04 | 8.5 | 25.0603 | 3.75 | 3.75 | 1.75 | 19.3714 | 10.1214 | 225470.2876 | 0 | 0.5 | 33.0603 | 253315.9174 | 12.1% | 41801.8351 | 989784.7229 | 2017 | 0 | 487526.1941 | 487526.1941
2001-08-01 | 2001 | 75.9015 | 22276.5039 | 73579.245 | 0.15 | 2.7711 | 0.04 | 8.5 | 25.1694 | 3.75 | 3.75 | 1.75 | 50.7322 | 41.4822 | 924077.769 | 0 | 0.5 | 33.1694 | 951923.3989 | 12.1% | 126367.4194 | 1690820.9428 | 2018 | 0 | 469970.6245 | 469970.6245
2001-09-01 | 2001 | 60.6796 | 21557.907 | 71223.7772 | 0.15 | 2.784 | 0.04 | 8.5 | 25.2787 | 3.75 | 3.75 | 1.75 | 35.4009 | 26.1509 | 563757.9611 | 0 | 0.5 | 33.2787 | 590705.3449 | 12.1% | 82283.1157 | 1308124.3534 | 2019 | 0 | 513820.1995 | 513820.1995
2001-10-01 | 2001 | 48.358 | 20950.5215 | 94065.6059 | 0.15 | 2.8851 | 0.04 | 8.5 | 26.1382 | 3.75 | 3.75 | 1.75 | 22.2198 | 12.9698 | 271724.0728 | 0 | 0.5 | 34.1382 | 297912.2247 | 12.1% | 46537.1725 | 1013126.1883 | 2020 | 0 | 490194.3002 | 490194.3002
2001-11-01 | 2001 | 41.5715 | 20274.6983 | 91054.3032 | 0.15 | 2.9846 | 0.04 | 8.5 | 26.9842 | 3.75 | 3.75 | 1.75 | 14.5873 | 5.3373 | 108211.8216 | 0 | 0.5 | 34.9842 | 133555.1945 | 12.1% | 26304.0427 | 842849.651 | 2021 | 0 | 515311.7549 | 515311.7549
2001-12-01 | 2001 | 41.1712 | 20950.5215 | 94113.2875 | 0.15 | 3.0904 | 0.04 | 8.5 | 27.883 | 3.75 | 3.75 | 1.75 | 13.2882 | 4.0382 | 84601.7654 | 0 | 0.5 | 35.883 | 110789.9173 | 12.1% | 23886.2452 | 862558.4288 | 2022 | 0 | 91803.0673 | 91803.0673
2002-01-01 | 2002 | 39.5296 | 20950.5215 | 94137.1283 | 0.15 | 2.9651 | 0.04 | 8.5 | 26.8179 | 3.75 | 3.75 | 1.75 | 12.7116 | 3.4616 | 72522.9007 | 0 | 0.5 | 34.8179 | 98711.0526 | 12.1% | 22424.1134 | 828164.9487 | 2023 | 0 | 0 | 0
2002-02-01 | 2002 | 32.9533 | 18923.0517 | 85048.6173 | 0.15 | 2.7416 | 0.04 | 8.5 | 24.9186 | 3.75 | 3.75 | 1.75 | 8.0347 | 0 | 0 | 0 | 0.5 | 32.9186 | 656.1827 | 12.1% | 9540.956 | 623576.6457 | 2024 | 0 | 0 | 0
2002-03-01 | 2002 | 29.3848 | 20950.5215 | 94184.81 | 0.15 | 2.5923 | 0.04 | 8.5 | 23.6495 | 3.75 | 3.75 | 1.75 | 5.7353 | 0 | 0 | 0 | 0.5 | 31.6495 | 0 | 12.1% | 10475.2608 | 615627.3531
2002-04-01 | 2002 | 28.4104 | 20274.6982 | 91169.6621 | 0.15 | 2.5077 | 0.04 | 8.5 | 22.9302 | 3.75 | 3.75 | 1.75 | 5.4802 | 0 | 0 | 0 | 0.5 | 30.9302 | 0 | 12.1% | 10137.3491 | 576011.3894
2002-05-01 | 2002 | 29.6878 | 22276.5039 | 73747.1674 | 0.15 | 2.4779 | 0.04 | 8.5 | 22.6772 | 3.75 | 3.75 | 1.75 | 7.0106 | 0 | 0 | 0 | 0.5 | 30.6772 | 0 | 12.1% | 11138.2519 | 661340.4614
2002-06-01 | 2002 | 27.2583 | 16425.072 | 31727.2367 | 0.15 | 2.494 | 0.04 | 8.5 | 22.8136 | 3.75 | 3.75 | 1.75 | 4.4447 | 0 | 0 | 0 | 0.5 | 30.8136 | 0 | 12.1% | 8212.536 | 447719.034
2002-07-01 | 2002 | 39.1562 | 22276.5039 | 73784.4834 | 0.15 | 2.5462 | 0.04 | 8.5 | 23.2575 | 3.75 | 3.75 | 1.75 | 15.8986 | 6.6486 | 148108.0703 | 0 | 0.5 | 31.2575 | 175953.7002 | 12.1% | 32437.233 | 872262.1467
2002-08-01 | 2002 | 56.3105 | 22276.5039 | 73803.1415 | 0.15 | 2.6254 | 0.04 | 8.5 | 23.9311 | 3.75 | 3.75 | 1.75 | 32.3794 | 23.1294 | 515242.928 | 0 | 0.5 | 31.9311 | 543088.5579 | 12.1% | 76878.4601 | 1254401.4204
2002-09-01 | 2002 | 46.2643 | 21557.907 | 71440.4511 | 0.15 | 2.722 | 0.04 | 8.5 | 24.7524 | 3.75 | 3.75 | 1.75 | 21.5119 | 12.2619 | 264340.3017 | 0 | 0.5 | 32.7524 | 291287.6854 | 12.1% | 46038.9729 | 997360.616
2002-10-01 | 2002 | 41.0806 | 20950.5215 | 94351.6957 | 0.15 | 2.8263 | 0.04 | 8.5 | 25.6389 | 3.75 | 3.75 | 1.75 | 15.4417 | 6.1917 | 129720.2182 | 0 | 0.5 | 33.6389 | 155908.3701 | 12.1% | 29347.779 | 860660.3634
2002-11-01 | 2002 | 42.1345 | 20274.6983 | 91331.1644 | 0.15 | 2.929 | 0.04 | 8.5 | 26.5113 | 3.75 | 3.75 | 1.75 | 15.6232 | 6.3732 | 129215.4451 | 0 | 0.5 | 34.5113 | 154558.818 | 12.1% | 28846.5057 | 854264.7219
2002-12-01 | 2002 | 40.4169 | 20950.5215 | 94399.3774 | 0.15 | 3.038 | 0.04 | 8.5 | 27.4383 | 3.75 | 3.75 | 1.75 | 12.9786 | 3.7286 | 78115.4819 | 0 | 0.5 | 35.4383 | 104303.6338 | 12.1% | 23101.0885 | 846755.0256
2003-01-01 | 2003 | 37.9566 | 20950.5215 | 94423.2182 | 0.15 | 2.9164 | 0.04 | 8.5 | 26.4045 | 3.75 | 3.75 | 1.75 | 11.5521 | 2.3021 | 48230.8813 | 0 | 0.5 | 34.4045 | 74419.0332 | 12.1% | 19483.594 | 795211.2077
2003-02-01 | 2003 | 31.2184 | 18923.0517 | 85307.0211 | 0.15 | 2.685 | 0.04 | 8.5 | 24.4378 | 3.75 | 3.75 | 1.75 | 6.7806 | 0 | 0 | 0 | 0.5 | 32.4378 | 0 | 12.1% | 9461.5258 | 590748.1516
2003-03-01 | 2003 | 28.0311 | 20950.5215 | 94470.8999 | 0.15 | 2.5304 | 0.04 | 8.5 | 23.1238 | 3.75 | 3.75 | 1.75 | 4.9073 | 0 | 0 | 0 | 0.5 | 31.1238 | 0 | 12.1% | 10475.2608 | 587265.8551
2003-04-01 | 2003 | 27.3841 | 13858.6545 | 91446.5232 | 0.15 | 2.4428 | 0.04 | 8.5 | 22.3786 | 3.75 | 3.75 | 1.75 | 5.0055 | 0 | 0 | 0 | 0.5 | 30.3786 | 0 | 12.1% | 6929.3272 | 379506.53
2003-05-01 | 2003 | 27.9209 | 22276.5039 | 73971.0638 | 0.15 | 2.4119 | 0.04 | 8.5 | 22.1161 | 3.75 | 3.75 | 1.75 | 5.8047 | 0 | 0 | 0 | 0.5 | 30.1161 | 0 | 12.1% | 11138.252 | 621979.1331
2003-06-01 | 2003 | 26.8671 | 16425.072 | 31823.5363 | 0.15 | 2.441 | 0.04 | 8.5 | 22.3638 | 3.75 | 3.75 | 1.75 | 4.5033 | 0 | 0 | 0 | 0.5 | 30.3638 | 0 | 12.1% | 8212.536 | 441293.6906
2003-07-01 | 2003 | 37.5028 | 22276.5039 | 74008.3799 | 0.15 | 2.5077 | 0.04 | 8.5 | 22.9301 | 3.75 | 3.75 | 1.75 | 14.5727 | 5.3227 | 118570.3712 | 0 | 0.5 | 30.9301 | 146416.0011 | 12.1% | 28861.7305 | 835430.87
2003-08-01 | 2003 | 52.2038 | 22276.5039 | 74027.0379 | 0.15 | 2.6023 | 0.04 | 8.5 | 23.7345 | 3.75 | 3.75 | 1.75 | 28.4693 | 19.2193 | 428139.3032 | 0 | 0.5 | 31.7345 | 455984.9331 | 12.1% | 66334.6725 | 1162917.8801
2003-09-01 | 2003 | 44.7778 | 21557.907 | 71657.1251 | 0.15 | 2.715 | 0.04 | 8.5 | 24.6921 | 3.75 | 3.75 | 1.75 | 20.0856 | 10.8356 | 233593.7956 | 0 | 0.5 | 32.6921 | 260541.1794 | 12.1% | 42317.1458 | 965314.8985
2003-10-01 | 2003 | 38.0231 | 20950.5215 | 94637.7856 | 0.15 | 2.8356 | 0.04 | 8.5 | 25.7177 | 3.75 | 3.75 | 1.75 | 12.3055 | 3.0555 | 64013.6104 | 0 | 0.5 | 33.7177 | 90201.7623 | 12.1% | 21394.0742 | 796604.2301
2003-11-01 | 2003 | 39.6848 | 20274.6982 | 91608.0256 | 0.15 | 2.9546 | 0.04 | 8.5 | 26.7289 | 3.75 | 3.75 | 1.75 | 12.9559 | 3.7059 | 75135.1222 | 0 | 0.5 | 34.7289 | 100478.495 | 12.1% | 22300.1485 | 804597.1619
2003-12-01 | 2003 | 38.5283 | 20950.5215 | 94147.8801 | 0.15 | 3.0803 | 0.04 | 8.5 | 27.7972 | 3.75 | 3.75 | 1.75 | 10.7311 | 1.4811 | 31029.8286 | 0 | 0.5 | 35.7972 | 57217.9805 | 12.1% | 17401.4276 | 807187.1142
2004-01-01 | 2004 | 35.7375 | 20950.5215 | 94163.7739 | 0.15 | 2.9586 | 0.04 | 8.5 | 26.7631 | 3.75 | 3.75 | 1.75 | 8.9744 | 0 | 0 | 0 | 0.5 | 34.7631 | 20413.9097 | 12.1% | 12946.3397 | 748718.395
2004-02-01 | 2004 | 29.5613 | 5954.0886 | 30644.7166 | 0.15 | 2.7326 | 0.04 | 8.5 | 24.8422 | 3.75 | 3.75 | 1.75 | 4.7191 | 0 | 0 | 0 | 0.5 | 32.8422 | 0 | 12.1% | 2977.0443 | 176010.7727
2004-03-01 | 2004 | 27.4919 | 6364.7154 | 32763.6736 | 0.15 | 2.5861 | 0.04 | 8.5 | 23.5965 | 3.75 | 3.75 | 1.75 | 3.8954 | 0 | 0 | 0 | 0.5 | 31.5965 | 0 | 12.1% | 3182.3577 | 174978.2006
2004-04-01 | 2004 | 27.0531 | 13858.6545 | 91172.3764 | 0.15 | 2.5085 | 0.04 | 8.5 | 22.937 | 3.75 | 3.75 | 1.75 | 4.116 | 0 | 0 | 0 | 0.5 | 30.937 | 0 | 12.1% | 6929.3272 | 374918.9404
2004-05-01 | 2004 | 27.6409 | 22276.5039 | 73743.1431 | 0.15 | 2.4896 | 0.04 | 8.5 | 22.7762 | 3.75 | 3.75 | 1.75 | 4.8647 | 0 | 0 | 0 | 0.5 | 30.7762 | 0 | 12.1% | 11138.252 | 615743.2363
2004-06-01 | 2004 | 0 | 0 | 0 | 0.15 | 2.5196 | 0.04 | 8.5 | 23.0318 | 3.75 | 3.75 | 1.75 | 0 | 0 | 0 | 0 | 0.5 | 31.0318 | 0 | 12.1% | 0 | 0
2004-07-01 | 2004 | 36.0573 | 22276.5039 | 73768.0205 | 0.15 | 2.5884 | 0.04 | 8.5 | 23.6164 | 3.75 | 3.75 | 1.75 | 12.4409 | 3.1909 | 71082.4352 | 0 | 0.5 | 31.6164 | 98928.0651 | 12.1% | 23113.3737 | 803231.2673
2004-08-01 | 2004 | 44.035 | 22276.5039 | 73780.4591 | 0.15 | 2.6861 | 0.04 | 8.5 | 24.4467 | 3.75 | 3.75 | 1.75 | 19.5884 | 10.3384 | 230302.8274 | 0 | 0.5 | 32.4467 | 258148.4573 | 12.1% | 42386.8081 | 980946.6591
2004-09-01 | 2004 | 39.4446 | 21557.907 | 71412.4818 | 0.15 | 2.8024 | 0.04 | 8.5 | 25.4352 | 3.75 | 3.75 | 1.75 | 14.0095 | 4.7595 | 102603.9173 | 0 | 0.5 | 33.4352 | 129551.3011 | 12.1% | 26460.9806 | 850343.217
2004-10-01 | 2004 | 35.5609 | 20950.5215 | 94306.8189 | 0.15 | 2.9269 | 0.04 | 8.5 | 26.4937 | 3.75 | 3.75 | 1.75 | 9.0672 | 0 | 0 | 0 | 0.5 | 34.4937 | 22359.0862 | 12.1% | 13181.8009 | 745020.228
2004-11-01 | 2004 | 35.9685 | 20274.6983 | 91280.0446 | 0.15 | 3.0497 | 0.04 | 8.5 | 27.5375 | 3.75 | 3.75 | 1.75 | 8.4309 | 0 | 0 | 0 | 0.5 | 35.5375 | 8736.6112 | 12.1% | 11194.9053 | 729249.6411
2004-12-01 | 2004 | 37.6456 | 20950.5215 | 94338.6067 | 0.15 | 3.1794 | 0.04 | 8.5 | 28.6402 | 3.75 | 3.75 | 1.75 | 9.0054 | 0 | 0 | 0 | 0.5 | 36.6402 | 21063.4631 | 12.1% | 13024.9673 | 788694.019
2005-01-01 | 2005 | 37.6947 | 20950.5215 | 94354.5005 | 0.15 | 3.0462 | 0.04 | 8.5 | 27.5075 | 3.75 | 3.75 | 1.75 | 10.1872 | 0.93722 | 19635.2597 | 0 | 0.5 | 35.5075 | 45823.4116 | 12.1% | 16022.1289 | 789723.2795
2005-02-01 | 2005 | 31.1263 | 18923.0517 | 85237.7756 | 0.15 | 2.8135 | 0.04 | 8.5 | 25.5297 | 3.75 | 3.75 | 1.75 | 5.5966 | 0 | 0 | 0 | 0.5 | 33.5297 | 0 | 12.1% | 9461.5258 | 589004.3516
2005-03-01 | 2005 | 28.3936 | 14320.6096 | 94386.2883 | 0.15 | 2.6625 | 0.04 | 8.5 | 24.2459 | 3.75 | 3.75 | 1.75 | 4.1477 | 0 | 0 | 0 | 0.5 | 32.2459 | 0 | 12.1% | 7160.3048 | 406614.0618
2005-04-01 | 2005 | 29.233 | 13858.6545 | 91356.9505 | 0.15 | 2.5826 | 0.04 | 8.5 | 23.567 | 3.75 | 3.75 | 1.75 | 5.666 | 0 | 0 | 0 | 0.5 | 31.567 | 0 | 12.1% | 6929.3273 | 405129.7345
2005-05-01 | 2005 | 29.3997 | 22276.5039 | 73892.4074 | 0.15 | 2.5631 | 0.04 | 8.5 | 23.4014 | 3.75 | 3.75 | 1.75 | 5.9983 | 0 | 0 | 0 | 0.5 | 31.4014 | 0 | 12.1% | 11138.2519 | 654923.01
2005-06-01 | 2005 | 27.7358 | 16425.072 | 31787.0306 | 0.15 | 2.5941 | 0.04 | 8.5 | 23.6646 | 3.75 | 3.75 | 1.75 | 4.0712 | 0 | 0 | 0 | 0.5 | 31.6646 | 0 | 12.1% | 8212.536 | 455562.7613
2005-07-01 | 2005 | 39.4715 | 22276.5039 | 73917.2847 | 0.15 | 2.6649 | 0.04 | 8.5 | 24.2664 | 3.75 | 3.75 | 1.75 | 15.205 | 5.955 | 132657.5331 | 0 | 0.5 | 32.2664 | 160503.163 | 12.1% | 30566.9642 | 879286.5598
2005-08-01 | 2005 | 55.8416 | 22276.5039 | 73929.7234 | 0.15 | 2.7654 | 0.04 | 8.5 | 25.1212 | 3.75 | 3.75 | 1.75 | 30.7204 | 21.4704 | 478285.7212 | 0 | 0.5 | 33.1212 | 506131.3511 | 12.1% | 72404.8353 | 1243956.1732
2005-09-01 | 2005 | 46.0271 | 21557.907 | 71556.9311 | 0.15 | 2.8852 | 0.04 | 8.5 | 26.1389 | 3.75 | 3.75 | 1.75 | 19.8882 | 10.6382 | 229337.5789 | 0 | 0.5 | 34.1389 | 256284.9627 | 12.1% | 41801.9359 | 992248.3562
2005-10-01 | 2005 | 40.5568 | 20950.5215 | 94497.5455 | 0.15 | 3.0134 | 0.04 | 8.5 | 27.2287 | 3.75 | 3.75 | 1.75 | 13.328 | 4.078 | 85436.6191 | 0 | 0.5 | 35.2287 | 111624.771 | 12.1% | 23987.3033 | 849685.156
2005-11-01 | 2005 | 42.5366 | 20274.6983 | 91464.6187 | 0.15 | 3.1398 | 0.04 | 8.5 | 28.3034 | 3.75 | 3.75 | 1.75 | 14.2331 | 4.9831 | 101031.6434 | 0 | 0.5 | 36.3034 | 126375.0162 | 12.1% | 25434.8908 | 862415.8059
2005-12-01 | 2005 | 41.5507 | 20950.5215 | 94529.3332 | 0.15 | 3.2734 | 0.04 | 8.5 | 29.4386 | 3.75 | 3.75 | 1.75 | 12.1121 | 2.8621 | 59963.1865 | 0 | 0.5 | 37.4386 | 86151.3384 | 12.1% | 20903.7753 | 870509.7367
2006-01-01 | 2006 | 40.817 | 20950.5215 | 94545.2271 | 0.15 | 3.1477 | 0.04 | 8.5 | 28.3709 | 3.75 | 3.75 | 1.75 | 12.4462 | 3.1962 | 66961.4126 | 0 | 0.5 | 36.3709 | 93149.5645 | 12.1% | 21750.902 | 855138.1957
2006-02-01 | 2006 | 31.6037 | 18923.0517 | 85410.0448 | 0.15 | 2.9073 | 0.04 | 8.5 | 26.3272 | 3.75 | 3.75 | 1.75 | 5.2765 | 0 | 0 | 0 | 0.5 | 34.3272 | 0 | 12.1% | 9461.5258 | 598038.9817
2006-03-01 | 2006 | 30.7408 | 14320.6096 | 94577.0149 | 0.15 | 2.7512 | 0.04 | 8.5 | 25.0005 | 3.75 | 3.75 | 1.75 | 5.7403 | 0 | 0 | 0 | 0.5 | 33.0005 | 0 | 12.1% | 7160.3048 | 440227.3275
2006-04-01 | 2006 | 29.8538 | 20274.6983 | 91541.5246 | 0.15 | 2.6687 | 0.04 | 8.5 | 24.299 | 3.75 | 3.75 | 1.75 | 5.5548 | 0 | 0 | 0 | 0.5 | 32.299 | 0 | 12.1% | 10137.3491 | 605276.6507
2006-05-01 | 2006 | 30.1229 | 22276.5039 | 74041.6716 | 0.15 | 2.6486 | 0.04 | 8.5 | 24.1279 | 3.75 | 3.75 | 1.75 | 5.9951 | 0 | 0 | 0 | 0.5 | 32.1279 | 0 | 12.1% | 11138.2519 | 671033.9684
2006-06-01 | 2006 | 29.8633 | 16425.072 | 31851.2303 | 0.15 | 2.6806 | 0.04 | 8.5 | 24.3998 | 3.75 | 3.75 | 1.75 | 5.4635 | 0 | 0 | 0 | 0.5 | 32.3998 | 0 | 12.1% | 8212.536 | 490506.8992
2006-07-01 | 2006 | 41.4005 | 22276.5039 | 74066.549 | 0.15 | 2.7537 | 0.04 | 8.5 | 25.0218 | 3.75 | 3.75 | 1.75 | 16.3787 | 7.1287 | 158803.1817 | 0 | 0.5 | 33.0218 | 186648.8116 | 12.1% | 33731.8631 | 922258.3079
2006-08-01 | 2006 | 59.6262 | 22276.5039 | 74078.9877 | 0.15 | 2.8577 | 0.04 | 8.5 | 25.905 | 3.75 | 3.75 | 1.75 | 33.7211 | 24.4711 | 545130.6635 | 0 | 0.5 | 33.905 | 572976.2934 | 12.1% | 80496.3341 | 1328262.1659
2006-09-01 | 2006 | 48.7357 | 21557.907 | 71701.3804 | 0.15 | 2.9814 | 0.04 | 8.5 | 26.9567 | 3.75 | 3.75 | 1.75 | 21.779 | 12.529 | 270099.412 | 0 | 0.5 | 34.9567 | 297046.7958 | 12.1% | 46736.1062 | 1050639.5651
2006-10-01 | 2006 | 42.9477 | 20950.5215 | 94688.2721 | 0.15 | 3.1139 | 0.04 | 8.5 | 28.0828 | 3.75 | 3.75 | 1.75 | 14.8649 | 5.6149 | 117634.9142 | 0 | 0.5 | 36.0828 | 143823.0661 | 12.1% | 27884.8677 | 899777.4924
2006-11-01 | 2006 | 44.9915 | 20274.6983 | 91649.1929 | 0.15 | 3.2445 | 0.04 | 8.5 | 29.1934 | 3.75 | 3.75 | 1.75 | 15.7981 | 6.5481 | 132761.5677 | 0 | 0.5 | 37.1934 | 158104.9405 | 12.1% | 29275.7595 | 912189.1086
2006-12-01 | 2006 | 41.8654 | 20950.5215 | 94720.0598 | 0.15 | 3.3825 | 0.04 | 8.5 | 30.3664 | 3.75 | 3.75 | 1.75 | 11.499 | 2.249 | 47116.8251 | 0 | 0.5 | 38.3664 | 73304.977 | 12.1% | 19348.7389 | 877101.2592
2007-01-01 | 2007 | 41.1262 | 20950.5215 | 94735.9537 | 0.15 | 3.2445 | 0.04 | 8.5 | 29.1937 | 3.75 | 3.75 | 1.75 | 11.9325 | 2.6825 | 56200.461 | 0 | 0.5 | 37.1937 | 82388.6129 | 12.1% | 20448.302 | 861615.1376
2007-02-01 | 2007 | 34.8594 | 18923.0517 | 85582.314 | 0.15 | 2.9967 | 0.04 | 8.5 | 27.0871 | 3.75 | 3.75 | 1.75 | 7.7723 | 0 | 0 | 0 | 0.5 | 35.0871 | 0 | 12.1% | 9461.5258 | 659646.8924
2007-03-01 | 2007 | 32.9419 | 20950.5215 | 94767.7415 | 0.15 | 2.8358 | 0.04 | 8.5 | 25.7197 | 3.75 | 3.75 | 1.75 | 7.2222 | 0 | 0 | 0 | 0.5 | 33.7197 | 0 | 12.1% | 10475.2608 | 690150.277
2007-04-01 | 2007 | 31.4353 | 20274.6983 | 91726.0987 | 0.15 | 2.7508 | 0.04 | 8.5 | 24.9965 | 3.75 | 3.75 | 1.75 | 6.4387 | 0 | 0 | 0 | 0.5 | 32.9965 | 0 | 12.1% | 10137.3491 | 637340.5285
2007-05-01 | 2007 | 32.5831 | 22276.5039 | 74190.9359 | 0.15 | 2.73 | 0.04 | 8.5 | 24.8202 | 3.75 | 3.75 | 1.75 | 7.7629 | 0 | 0 | 0 | 0.5 | 32.8202 | 0 | 12.1% | 11138.2519 | 725838.4192
2007-06-01 | 2007 | 32.0425 | 16425.072 | 31915.4299 | 0.15 | 2.763 | 0.04 | 8.5 | 25.1005 | 3.75 | 3.75 | 1.75 | 6.942 | 0 | 0 | 0 | 0.5 | 33.1005 | 0 | 12.1% | 8212.536 | 526300.0259
2007-07-01 | 2007 | 45.1192 | 22276.5039 | 74215.8133 | 0.15 | 2.8384 | 0.04 | 8.5 | 25.7416 | 3.75 | 3.75 | 1.75 | 19.3776 | 10.1276 | 225608.2714 | 0 | 0.5 | 33.7416 | 253453.9013 | 12.1% | 41818.5379 | 1005098.0213
2007-08-01 | 2007 | 63.8621 | 22276.5039 | 74228.252 | 0.15 | 2.9455 | 0.04 | 8.5 | 26.652 | 3.75 | 3.75 | 1.75 | 37.2101 | 27.9601 | 622853.3878 | 0 | 0.5 | 34.652 | 650699.0177 | 12.1% | 89904.5751 | 1422624.5975
2007-09-01 | 2007 | 51.0599 | 21557.907 | 71845.8297 | 0.15 | 3.0731 | 0.04 | 8.5 | 27.736 | 3.75 | 3.75 | 1.75 | 23.3239 | 14.0739 | 303403.3082 | 0 | 0.5 | 35.736 | 330350.692 | 12.1% | 50767.5022 | 1100743.5764
2007-10-01 | 2007 | 43.7282 | 20950.5215 | 94878.9987 | 0.15 | 3.2096 | 0.04 | 8.5 | 28.8968 | 3.75 | 3.75 | 1.75 | 14.8315 | 5.5815 | 116934.33 | 0 | 0.5 | 36.8968 | 143122.4819 | 12.1% | 27800.0628 | 916129.2392
2007-11-01 | 2007 | 45.9894 | 20274.6983 | 91833.767 | 0.15 | 3.3443 | 0.04 | 8.5 | 30.0414 | 3.75 | 3.75 | 1.75 | 15.948 | 6.698 | 135799.6352 | 0 | 0.5 | 38.0414 | 161143.008 | 12.1% | 29643.5139 | 932421.8196
2007-12-01 | 2007 | 46.3384 | 20950.5215 | 93493.4261 | 0.15 | 3.4865 | 0.04 | 8.5 | 31.2506 | 3.75 | 3.75 | 1.75 | 15.0878 | 5.8378 | 122305.2462 | 0 | 0.5 | 39.2506 | 148493.3981 | 12.1% | 28450.2057 | 970813.2337
2008-01-01 | 2008 | 42.5547 | 20950.5215 | 93518.2018 | 0.15 | 3.3414 | 0.04 | 8.5 | 30.0172 | 3.75 | 3.75 | 1.75 | 12.5374 | 3.2874 | 68873.7899 | 0 | 0.5 | 38.0172 | 95061.9419 | 12.1% | 21982.393 | 891542.2907
2008-02-01 | 2008 | 34.3992 | 19598.875 | 87507.9468 | 0.15 | 3.0862 | 0.04 | 8.5 | 27.8478 | 3.75 | 3.75 | 1.75 | 6.5515 | 0 | 0 | 0 | 0.5 | 35.8478 | 0 | 12.1% | 9799.4375 | 674186.4076
2008-03-01 | 2008 | 33.8473 | 20950.5215 | 93567.7534 | 0.15 | 2.9207 | 0.04 | 8.5 | 26.4408 | 3.75 | 3.75 | 1.75 | 7.4064 | 0 | 0 | 0 | 0.5 | 34.4408 | 0 | 12.1% | 10475.2608 | 709118.4576
2008-04-01 | 2008 | 32.3203 | 20274.6982 | 90573.4153 | 0.15 | 2.8331 | 0.04 | 8.5 | 25.6961 | 3.75 | 3.75 | 1.75 | 6.6243 | 0 | 0 | 0 | 0.5 | 33.6961 | 0 | 12.1% | 10137.3491 | 655285.1521
2008-05-01 | 2008 | 33.9688 | 22276.5039 | 73265.7169 | 0.15 | 2.8117 | 0.04 | 8.5 | 25.5144 | 3.75 | 3.75 | 1.75 | 8.4544 | 0 | 0 | 0 | 0.5 | 33.5144 | 10121.7186 | 12.1% | 12363.4736 | 756706.38
2008-06-01 | 2008 | 33.6084 | 21557.907 | 70921.0709 | 0.15 | 2.8457 | 0.04 | 8.5 | 25.8031 | 3.75 | 3.75 | 1.75 | 7.8052 | 0 | 0 | 0 | 0.5 | 33.8031 | 0 | 12.1% | 10778.9535 | 724525.7297
2008-07-01 | 2008 | 46.3057 | 22276.5039 | 73304.4963 | 0.15 | 2.9233 | 0.04 | 8.5 | 26.4634 | 3.75 | 3.75 | 1.75 | 19.8423 | 10.5923 | 235960.2463 | 0 | 0.5 | 34.4634 | 263805.8761 | 12.1% | 43071.6318 | 1031529.4484
2008-08-01 | 2008 | 79.3812 | 22276.5039 | 73323.886 | 0.15 | 3.0337 | 0.04 | 8.5 | 27.4011 | 3.75 | 3.75 | 1.75 | 51.9801 | 42.7301 | 951877.8513 | 0 | 0.5 | 35.4011 | 979723.4812 | 12.1% | 129732.5855 | 1768335.2886
2008-09-01 | 2008 | 52.0123 | 21557.907 | 70977.3636 | 0.15 | 3.165 | 0.04 | 8.5 | 28.5175 | 3.75 | 3.75 | 1.75 | 23.4949 | 14.2449 | 307089.1538 | 0 | 0.5 | 36.5175 | 334036.5375 | 12.1% | 51213.6693 | 1121276.5056
2008-10-01 | 2008 | 43.4693 | 20950.5215 | 93741.1837 | 0.15 | 3.3056 | 0.04 | 8.5 | 29.713 | 3.75 | 3.75 | 1.75 | 13.7563 | 4.5063 | 94409.2409 | 0 | 0.5 | 37.713 | 120597.3928 | 12.1% | 25073.4282 | 910704.1549
2008-11-01 | 2008 | 47.6927 | 20274.6982 | 90741.2511 | 0.15 | 3.4443 | 0.04 | 8.5 | 30.8919 | 3.75 | 3.75 | 1.75 | 16.8008 | 7.5508 | 153089.2443 | 0 | 0.5 | 38.8919 | 178432.6171 | 12.1% | 31736.4 | 966954.144
2008-12-01 | 2008 | 46.1174 | 20950.5215 | 93790.7352 | 0.15 | 3.5908 | 0.04 | 8.5 | 32.1372 | 3.75 | 3.75 | 1.75 | 13.9802 | 4.7302 | 99100.7356 | 0 | 0.5 | 40.1372 | 125288.8875 | 12.1% | 25641.3279 | 966184.0635
2009-01-01 | 2009 | 41.8679 | 20950.5215 | 93815.5109 | 0.15 | 3.4318 | 0.04 | 8.5 | 30.785 | 3.75 | 3.75 | 1.75 | 11.0828 | 1.8328 | 38398.9945 | 0 | 0.5 | 38.785 | 64587.1464 | 12.1% | 18293.4561 | 877153.6488
2009-02-01 | 2009 | 36.7244 | 18923.0517 | 84758.9686 | 0.15 | 3.1696 | 0.04 | 8.5 | 28.5569 | 3.75 | 3.75 | 1.75 | 8.1675 | 0 | 0 | 0 | 0.5 | 36.5569 | 3168.9535 | 12.1% | 9845.1238 | 694937.7783
2009-03-01 | 2009 | 34.4697 | 20950.5215 | 93865.0625 | 0.15 | 2.9995 | 0.04 | 8.5 | 27.1106 | 3.75 | 3.75 | 1.75 | 7.3591 | 0 | 0 | 0 | 0.5 | 35.1106 | 0 | 12.1% | 10475.2608 | 722158.4218
2009-04-01 | 2009 | 34.0111 | 20274.6982 | 90861.1338 | 0.15 | 2.9095 | 0.04 | 8.5 | 26.3457 | 3.75 | 3.75 | 1.75 | 7.6654 | 0 | 0 | 0 | 0.5 | 34.3457 | 0 | 12.1% | 10137.3491 | 689564.9943
2009-05-01 | 2009 | 34.7873 | 22276.5039 | 73498.3935 | 0.15 | 2.8876 | 0.04 | 8.5 | 26.1592 | 3.75 | 3.75 | 1.75 | 8.6281 | 0 | 0 | 0 | 0.5 | 34.1592 | 13992.744 | 12.1% | 12832.0566 | 774940.3892
2009-06-01 | 2009 | 33.771 | 21557.907 | 71146.2419 | 0.15 | 2.9224 | 0.04 | 8.5 | 26.4557 | 3.75 | 3.75 | 1.75 | 7.3153 | 0 | 0 | 0 | 0.5 | 34.4557 | 0 | 12.1% | 10778.9535 | 728031.2792
2009-07-01 | 2009 | 47.9072 | 22276.5039 | 73537.173 | 0.15 | 3.0022 | 0.04 | 8.5 | 27.1337 | 3.75 | 3.75 | 1.75 | 20.7735 | 11.5235 | 256702.4324 | 0 | 0.5 | 35.1337 | 284548.0623 | 12.1% | 45582.4482 | 1067204.904
2009-08-01 | 2009 | 81.2934 | 22276.5039 | 73556.5627 | 0.15 | 3.1155 | 0.04 | 8.5 | 28.0967 | 3.75 | 3.75 | 1.75 | 53.1966 | 43.9466 | 978977.644 | 0 | 0.5 | 36.0967 | 1006823.2739 | 12.1% | 133012.9824 | 1810931.8736
2009-09-01 | 2009 | 53.1426 | 21557.907 | 71202.5346 | 0.15 | 3.2504 | 0.04 | 8.5 | 29.2432 | 3.75 | 3.75 | 1.75 | 23.8994 | 14.6494 | 315810.2545 | 0 | 0.5 | 37.2432 | 342757.6382 | 12.1% | 52269.3479 | 1145643.7885
2009-10-01 | 2009 | 45.7373 | 20950.5215 | 94038.4928 | 0.15 | 3.3948 | 0.04 | 8.5 | 30.471 | 3.75 | 3.75 | 1.75 | 15.2663 | 6.0163 | 126044.8863 | 0 | 0.5 | 38.471 | 152233.0382 | 12.1% | 28902.8845 | 958220.8747
2009-11-01 | 2009 | 50.2186 | 20274.6982 | 91028.9695 | 0.15 | 3.5373 | 0.04 | 8.5 | 31.6817 | 3.75 | 3.75 | 1.75 | 18.5368 | 9.2868 | 188287.4929 | 0 | 0.5 | 39.6817 | 213630.8657 | 12.1% | 35997.1051 | 1018166.0046
2009-12-01 | 2009 | 46.3288 | 20950.5215 | 94088.0443 | 0.15 | 3.6877 | 0.04 | 8.5 | 32.9606 | 3.75 | 3.75 | 1.75 | 13.3682 | 4.1182 | 86277.9034 | 0 | 0.5 | 40.9606 | 112466.0553 | 12.1% | 24089.1397 | 970612.4758
2010-01-01 | 2010 | 43.5253 | 20950.5215 | 94112.82 | 0.15 | 3.522 | 0.04 | 8.5 | 31.5517 | 3.75 | 3.75 | 1.75 | 11.9736 | 2.7236 | 57060.5783 | 0 | 0.5 | 39.5517 | 83248.7303 | 12.1% | 20552.4181 | 911877.9068
2010-02-01 | 2010 | 38.4473 | 18923.0517 | 85027.5059 | 0.15 | 3.2529 | 0.04 | 8.5 | 29.2651 | 3.75 | 3.75 | 1.75 | 9.1822 | 0 | 0 | 0 | 0.5 | 37.2651 | 22371.2317 | 12.1% | 12169.5362 | 727540.1003
2010-03-01 | 2010 | 35.5749 | 20950.5215 | 94162.3715 | 0.15 | 3.0783 | 0.04 | 8.5 | 27.7807 | 3.75 | 3.75 | 1.75 | 7.7942 | 0 | 0 | 0 | 0.5 | 35.7807 | 0 | 12.1% | 10475.2608 | 745312.7652
2010-04-01 | 2010 | 34.4129 | 20274.6982 | 91148.8522 | 0.15 | 2.986 | 0.04 | 8.5 | 26.9957 | 3.75 | 3.75 | 1.75 | 7.4172 | 0 | 0 | 0 | 0.5 | 34.9957 | 0 | 12.1% | 10137.3491 | 697711.2253
2010-05-01 | 2010 | 35.5973 | 22276.5039 | 73731.0702 | 0.15 | 2.9634 | 0.04 | 8.5 | 26.8043 | 3.75 | 3.75 | 1.75 | 8.7929 | 0 | 0 | 0 | 0.5 | 34.8043 | 17663.8102 | 12.1% | 13276.4347 | 792982.2969
2010-06-01 | 2010 | 37.4595 | 21557.907 | 71371.4129 | 0.15 | 2.9992 | 0.04 | 8.5 | 27.1086 | 3.75 | 3.75 | 1.75 | 10.3509 | 1.1009 | 23733.243 | 0 | 0.5 | 35.1086 | 50680.6268 | 12.1% | 16913.7816 | 807548.3158
2010-07-01 | 2010 | 50.6238 | 22276.5039 | 73769.8497 | 0.15 | 3.0811 | 0.04 | 8.5 | 27.8045 | 3.75 | 3.75 | 1.75 | 22.8193 | 13.5693 | 302276.4886 | 0 | 0.5 | 35.8045 | 330122.1185 | 12.1% | 51099.1321 | 1127720.3993
2010-08-01 | 2010 | 71.8384 | 22276.5039 | 73789.2394 | 0.15 | 3.1974 | 0.04 | 8.5 | 28.7928 | 3.75 | 3.75 | 1.75 | 43.0457 | 33.7957 | 752849.8419 | 0 | 0.5 | 36.7928 | 780695.4717 | 12.1% | 105640.4875 | 1600309.3418
2010-09-01 | 2010 | 58.1343 | 21557.907 | 71427.7056 | 0.15 | 3.3358 | 0.04 | 8.5 | 29.9694 | 3.75 | 3.75 | 1.75 | 28.1649 | 18.9149 | 407766.5989 | 0 | 0.5 | 37.9694 | 434713.9827 | 12.1% | 63400.5514 | 1253254.8749
2010-10-01 | 2010 | 49.0656 | 20950.5215 | 94335.8019 | 0.15 | 3.4841 | 0.04 | 8.5 | 31.2295 | 3.75 | 3.75 | 1.75 | 17.8362 | 8.5862 | 179884.6875 | 0 | 0.5 | 39.2295 | 206072.8394 | 12.1% | 35420.1269 | 1027950.4385
2010-11-01 | 2010 | 48.8688 | 20274.6983 | 91316.688 | 0.15 | 3.6302 | 0.04 | 8.5 | 32.472 | 3.75 | 3.75 | 1.75 | 16.3968 | 7.1468 | 144898.6194 | 0 | 0.5 | 40.472 | 170241.9922 | 12.1% | 30744.9348 | 990799.504
2010-12-01 | 2010 | 46.6074 | 20950.5215 | 94385.3534 | 0.15 | 3.7846 | 0.04 | 8.5 | 33.7845 | 3.75 | 3.75 | 1.75 | 12.8229 | 3.5729 | 74854.7341 | 0 | 0.5 | 41.7845 | 101042.886 | 12.1% | 22706.379 | 976449.9888
2011-01-01 | 2011 | 46.4987 | 20950.5215 | 94410.1291 | 0.15 | 3.6077 | 0.04 | 8.5 | 32.2807 | 3.75 | 3.75 | 1.75 | 14.218 | 4.968 | 104082.1495 | 0 | 0.5 | 40.2807 | 130270.3015 | 12.1% | 26244.322 | 974171.5981
2011-02-01 | 2011 | 38.5746 | 18923.0517 | 85296.0431 | 0.15 | 3.3322 | 0.04 | 8.5 | 29.9384 | 3.75 | 3.75 | 1.75 | 8.6362 | 0 | 0 | 0 | 0.5 | 37.9384 | 12039.3711 | 12.1% | 10918.8771 | 729948.7756
2011-03-01 | 2011 | 37.309 | 20950.5215 | 94459.6806 | 0.15 | 3.1533 | 0.04 | 8.5 | 28.4179 | 3.75 | 3.75 | 1.75 | 8.8911 | 0 | 0 | 0 | 0.5 | 36.4179 | 18669.8069 | 12.1% | 12735.2181 | 781642.911
2011-04-01 | 2011 | 35.9006 | 20274.6983 | 91436.5707 | 0.15 | 3.0587 | 0.04 | 8.5 | 27.6138 | 3.75 | 3.75 | 1.75 | 8.2868 | 0 | 0 | 0 | 0.5 | 35.6138 | 5815.3178 | 12.1% | 10841.2863 | 727873.4031
2011-05-01 | 2011 | 37.7248 | 22276.5039 | 73963.7469 | 0.15 | 3.0356 | 0.04 | 8.5 | 27.4177 | 3.75 | 3.75 | 1.75 | 10.3071 | 1.0571 | 23547.9036 | 0 | 0.5 | 35.4177 | 51393.5335 | 12.1% | 17359.3766 | 840375.5742
2011-06-01 | 2011 | 37.9391 | 21557.907 | 71596.5838 | 0.15 | 3.0723 | 0.04 | 8.5 | 27.7294 | 3.75 | 3.75 | 1.75 | 10.2097 | 0.95974 | 20689.925 | 0 | 0.5 | 35.7294 | 47637.3088 | 12.1% | 16545.3917 | 817887.5157
2011-07-01 | 2011 | 52.5659 | 22276.5039 | 74002.5264 | 0.15 | 3.1561 | 0.04 | 8.5 | 28.4422 | 3.75 | 3.75 | 1.75 | 24.1237 | 14.8737 | 331334.677 | 0 | 0.5 | 36.4422 | 359180.3069 | 12.1% | 54616.5904 | 1170984.6563
2011-08-01 | 2011 | 71.6338 | 22276.5039 | 74021.9161 | 0.15 | 3.2752 | 0.04 | 8.5 | 29.4545 | 3.75 | 3.75 | 1.75 | 42.1793 | 32.9293 | 733549.2924 | 0 | 0.5 | 37.4545 | 761394.9222 | 12.1% | 103304.1795 | 1595750.9421
2011-09-01 | 2011 | 59.2194 | 21557.907 | 71652.8766 | 0.15 | 3.417 | 0.04 | 8.5 | 30.6598 | 3.75 | 3.75 | 1.75 | 28.5596 | 19.3096 | 416274.4691 | 0 | 0.5 | 38.6598 | 443221.8529 | 12.1% | 64430.4187 | 1276647.01
2011-10-01 | 2011 | 48.2803 | 20950.5215 | 94633.1109 | 0.15 | 3.5689 | 0.04 | 8.5 | 31.9506 | 3.75 | 3.75 | 1.75 | 16.3297 | 7.0797 | 148322.9561 | 0 | 0.5 | 39.9506 | 174511.108 | 12.1% | 31599.6177 | 1011496.4259
2011-11-01 | 2011 | 48.4886 | 20274.6983 | 91604.4065 | 0.15 | 3.7186 | 0.04 | 8.5 | 33.2234 | 3.75 | 3.75 | 1.75 | 15.2653 | 6.0153 | 121957.6655 | 0 | 0.5 | 41.2234 | 147301.0383 | 12.1% | 27967.9603 | 983092.3524
2011-12-01 | 2011 | 48.0194 | 20950.5215 | 94147.8801 | 0.15 | 3.8768 | 0.04 | 8.5 | 34.5678 | 3.75 | 3.75 | 1.75 | 13.4516 | 4.2016 | 88025.0117 | 0 | 0.5 | 42.5678 | 114213.1636 | 12.1% | 24300.625 | 1006031.4325
2012-01-01 | 2012 | 47.5322 | 20950.5215 | 94163.7739 | 0.15 | 3.6933 | 0.04 | 8.5 | 33.0079 | 3.75 | 3.75 | 1.75 | 14.5243 | 5.2743 | 110498.7301 | 0 | 0.5 | 41.0079 | 136686.882 | 12.1% | 27021.0413 | 995824.2782
2012-02-01 | 2012 | 38.8882 | 19598.875 | 88103.5602 | 0.15 | 3.4112 | 0.04 | 8.5 | 30.61 | 3.75 | 3.75 | 1.75 | 8.2782 | 0 | 0 | 0 | 0.5 | 38.61 | 5451.7288 | 12.1% | 10459.3626 | 762165.187
2012-03-01 | 2012 | 37.4287 | 20950.5215 | 94195.5617 | 0.15 | 3.2282 | 0.04 | 8.5 | 29.055 | 3.75 | 3.75 | 1.75 | 8.3737 | 0 | 0 | 0 | 0.5 | 37.055 | 7828.8068 | 12.1% | 11422.9283 | 784149.9516
2012-04-01 | 2012 | 36.9373 | 20274.6983 | 91172.3764 | 0.15 | 3.1314 | 0.04 | 8.5 | 28.2318 | 3.75 | 3.75 | 1.75 | 8.7055 | 0 | 0 | 0 | 0.5 | 36.2318 | 14303.5957 | 12.1% | 11868.782 | 748891.6066
2012-05-01 | 2012 | 39.6887 | 22276.5039 | 73743.1431 | 0.15 | 3.1078 | 0.04 | 8.5 | 28.031 | 3.75 | 3.75 | 1.75 | 11.6577 | 2.4077 | 53635.087 | 0 | 0.5 | 36.031 | 81480.7168 | 12.1% | 21001.3934 | 884125.9882
2012-06-01 | 2012 | 39.853 | 21557.907 | 71376.3694 | 0.15 | 3.1453 | 0.04 | 8.5 | 28.3501 | 3.75 | 3.75 | 1.75 | 11.5028 | 2.2528 | 48566.4338 | 0 | 0.5 | 36.3501 | 75513.8175 | 12.1% | 19919.8091 | 859146.2257
2012-07-01 | 2012 | 54.1801 | 22276.5039 | 73768.0205 | 0.15 | 3.2312 | 0.04 | 8.5 | 29.0799 | 3.75 | 3.75 | 1.75 | 25.1002 | 15.8502 | 353086.995 | 0 | 0.5 | 37.0799 | 380932.6249 | 12.1% | 57249.682 | 1206942.7067
2012-08-01 | 2012 | 68.2382 | 22276.5039 | 73780.4591 | 0.15 | 3.3531 | 0.04 | 8.5 | 30.1163 | 3.75 | 3.75 | 1.75 | 38.1219 | 28.8719 | 643165.6417 | 0 | 0.5 | 38.1163 | 671011.2716 | 12.1% | 92363.3487 | 1520109.0924
2012-09-01 | 2012 | 60.6582 | 21557.907 | 71412.4818 | 0.15 | 3.4983 | 0.04 | 8.5 | 31.3503 | 3.75 | 3.75 | 1.75 | 29.3079 | 20.0579 | 432406.7283 | 0 | 0.5 | 39.3503 | 459354.112 | 12.1% | 66383.209 | 1307663.1819
2012-10-01 | 2012 | 50.1162 | 20950.5215 | 94306.8189 | 0.15 | 3.6537 | 0.04 | 8.5 | 32.6717 | 3.75 | 3.75 | 1.75 | 17.4445 | 8.1945 | 171678.8352 | 0 | 0.5 | 40.6717 | 197866.9871 | 12.1% | 34426.8184 | 1049959.6661
2012-11-01 | 2012 | 52.7893 | 20274.6983 | 91280.0446 | 0.15 | 3.807 | 0.04 | 8.5 | 33.9747 | 3.75 | 3.75 | 1.75 | 18.8146 | 9.5646 | 193919.6927 | 0 | 0.5 | 41.9747 | 219263.0655 | 12.1% | 36678.876 | 1070287.8213
2012-12-01 | 2012 | 48.7719 | 20950.5215 | 94338.6067 | 0.15 | 3.969 | 0.04 | 8.5 | 35.3511 | 3.75 | 3.75 | 1.75 | 13.4207 | 4.1707 | 87378.7652 | 0 | 0.5 | 43.3511 | 113566.9172 | 12.1% | 24222.3977 | 1021795.9636
2013-01-01 | 2013 | 49.847 | 20950.5215 | 94354.5005 | 0.15 | 3.7739 | 0.04 | 8.5 | 33.6932 | 3.75 | 3.75 | 1.75 | 16.1538 | 6.9038 | 144639.2298 | 0 | 0.5 | 41.6932 | 170827.3817 | 12.1% | 31153.7072 | 1044320.7713
2013-02-01 | 2013 | 40.8789 | 18923.0517 | 85237.7756 | 0.15 | 3.4856 | 0.04 | 8.5 | 31.2429 | 3.75 | 3.75 | 1.75 | 9.636 | 0.386 | 7304.2956 | 0 | 0.5 | 39.2429 | 30958.1102 | 12.1% | 13208.9674 | 773554.2721
2013-03-01 | 2013 | 37.7032 | 20950.5215 | 94386.2883 | 0.15 | 3.2985 | 0.04 | 8.5 | 29.6524 | 3.75 | 3.75 | 1.75 | 8.0508 | 0 | 0 | 0 | 0.5 | 37.6524 | 1064.1194 | 12.1% | 10604.0711 | 789901.7272
2013-04-01 | 2013 | 37.5725 | 20274.6982 | 91356.9505 | 0.15 | 3.1996 | 0.04 | 8.5 | 28.8113 | 3.75 | 3.75 | 1.75 | 8.7613 | 0 | 0 | 0 | 0.5 | 36.8113 | 15434.4264 | 12.1% | 12005.6676 | 761771.7538
2013-05-01 | 2013 | 40.3844 | 22276.5039 | 73892.4074 | 0.15 | 3.1754 | 0.04 | 8.5 | 28.6062 | 3.75 | 3.75 | 1.75 | 11.7783 | 2.5283 | 56321.1859 | 0 | 0.5 | 36.6062 | 84166.8158 | 12.1% | 21326.5424 | 899624.1042
2013-06-01 | 2013 | 41.4176 | 21557.907 | 71520.8188 | 0.15 | 3.2138 | 0.04 | 8.5 | 28.9322 | 3.75 | 3.75 | 1.75 | 12.4854 | 3.2354 | 69747.5584 | 0 | 0.5 | 36.9322 | 96694.9421 | 12.1% | 22483.7584 | 892875.8458
2013-07-01 | 2013 | 57.0748 | 22276.5039 | 73917.2847 | 0.15 | 3.3015 | 0.04 | 8.5 | 29.6779 | 3.75 | 3.75 | 1.75 | 27.3969 | 18.1469 | 404250.0718 | 0 | 0.5 | 37.6779 | 432095.7017 | 12.1% | 63442.9101 | 1271426.5047
2013-08-01 | 2013 | 68.8517 | 22276.5039 | 73929.7234 | 0.15 | 3.4261 | 0.04 | 8.5 | 30.7368 | 3.75 | 3.75 | 1.75 | 38.1149 | 28.8649 | 643008.9558 | 0 | 0.5 | 38.7368 | 670854.5857 | 12.1% | 92344.3821 | 1533775.7994
2013-09-01 | 2013 | 61.6172 | 21557.907 | 71556.9311 | 0.15 | 3.5744 | 0.04 | 8.5 | 31.9977 | 3.75 | 3.75 | 1.75 | 29.6195 | 20.3695 | 439123.9944 | 0 | 0.5 | 39.9977 | 466071.3781 | 12.1% | 67196.3259 | 1328337.099
2013-10-01 | 2013 | 50.9784 | 20950.5215 | 94497.5455 | 0.15 | 3.7333 | 0.04 | 8.5 | 33.3478 | 3.75 | 3.75 | 1.75 | 17.6306 | 8.3806 | 175577.9371 | 0 | 0.5 | 41.3478 | 201766.089 | 12.1% | 34898.8 | 1068024.9468
2013-11-01 | 2013 | 51.7823 | 20274.6983 | 91464.6187 | 0.15 | 3.8899 | 0.04 | 8.5 | 34.6793 | 3.75 | 3.75 | 1.75 | 17.1031 | 7.8531 | 159218.3032 | 0 | 0.5 | 42.6793 | 184561.676 | 12.1% | 32478.3151 | 1049870.8363
2013-12-01 | 2013 | 49.8706 | 20950.5215 | 94529.3332 | 0.15 | 4.0554 | 0.04 | 8.5 | 36.0857 | 3.75 | 3.75 | 1.75 | 13.785 | 4.535 | 95010.4219 | 0 | 0.5 | 44.0857 | 121198.5738 | 12.1% | 25146.2004 | 1044816.0132
2014-01-01 | 2014 | 49.8011 | 20950.5215 | 94545.2271 | 0.15 | 3.8498 | 0.04 | 8.5 | 34.3386 | 3.75 | 3.75 | 1.75 | 15.4625 | 6.2125 | 130155.1572 | 0 | 0.5 | 42.3386 | 156343.3091 | 12.1% | 29400.4278 | 1043358.2517
2014-02-01 | 2014 | 42.3968 | 18923.0517 | 85410.0448 | 0.15 | 3.5558 | 0.04 | 8.5 | 31.839 | 3.75 | 3.75 | 1.75 | 10.5578 | 1.3078 | 24746.9344 | 0 | 0.5 | 39.839 | 48400.749 | 12.1% | 15320.3775 | 802277.0625
2014-03-01 | 2014 | 38.944 | 20950.5215 | 94577.0149 | 0.15 | 3.3649 | 0.04 | 8.5 | 30.2165 | 3.75 | 3.75 | 1.75 | 8.7275 | 0 | 0 | 0 | 0.5 | 38.2165 | 15241.8818 | 12.1% | 12320.272 | 815897.7904
2014-04-01 | 2014 | 38.974 | 20274.6982 | 91541.5246 | 0.15 | 3.2639 | 0.04 | 8.5 | 29.3584 | 3.75 | 3.75 | 1.75 | 9.6155 | 0.36553 | 7410.9538 | 0 | 0.5 | 37.3584 | 32754.3266 | 12.1% | 14102.2204 | 790185.599
2014-05-01 | 2014 | 39.2152 | 22276.5039 | 74041.6716 | 0.15 | 3.2393 | 0.04 | 8.5 | 29.1492 | 3.75 | 3.75 | 1.75 | 10.066 | 0.81602 | 18178.1451 | 0 | 0.5 | 37.1492 | 46023.7749 | 12.1% | 16709.3738 | 873578.4321
2014-06-01 | 2014 | 42.5223 | 21557.907 | 71665.2681 | 0.15 | 3.2784 | 0.04 | 8.5 | 29.4818 | 3.75 | 3.75 | 1.75 | 13.0404 | 3.7904 | 81713.9736 | 0 | 0.5 | 37.4818 | 108661.3573 | 12.1% | 23932.2784 | 916690.8075
2014-07-01 | 2014 | 57.7129 | 22276.5039 | 74066.549 | 0.15 | 3.3679 | 0.04 | 8.5 | 30.2425 | 3.75 | 3.75 | 1.75 | 27.4705 | 18.2205 | 405888.2103 | 0 | 0.5 | 38.2425 | 433733.8401 | 12.1% | 63641.2048 | 1285642.3408
2014-08-01 | 2014 | 67.782 | 22276.5039 | 74078.9877 | 0.15 | 3.495 | 0.04 | 8.5 | 31.3228 | 3.75 | 3.75 | 1.75 | 36.4593 | 27.2093 | 606127.2337 | 0 | 0.5 | 39.3228 | 633972.8636 | 12.1% | 87879.8946 | 1509946.4078
2014-09-01 | 2014 | 61.1049 | 21557.907 | 71701.3804 | 0.15 | 3.6463 | 0.04 | 8.5 | 32.6089 | 3.75 | 3.75 | 1.75 | 28.4959 | 19.2459 | 414902.3707 | 0 | 0.5 | 40.6089 | 441849.7545 | 12.1% | 64264.3279 | 1317293.631
2014-10-01 | 2014 | 52.5723 | 20950.5215 | 94688.2721 | 0.15 | 3.8084 | 0.04 | 8.5 | 33.9863 | 3.75 | 3.75 | 1.75 | 18.586 | 9.336 | 195594.8888 | 0 | 0.5 | 41.9863 | 221783.0407 | 12.1% | 37321.8276 | 1101417.8945
2014-11-01 | 2014 | 53.2521 | 20274.6982 | 91649.1929 | 0.15 | 3.9682 | 0.04 | 8.5 | 35.3445 | 3.75 | 3.75 | 1.75 | 17.9076 | 8.6576 | 175530.6088 | 0 | 0.5 | 43.3445 | 200873.9816 | 12.1% | 34452.8998 | 1079670.7692
2014-12-01 | 2014 | 51.3141 | 20950.5215 | 94720.0598 | 0.15 | 4.137 | 0.04 | 8.5 | 36.7792 | 3.75 | 3.75 | 1.75 | 14.5349 | 5.2849 | 110722.0887 | 0 | 0.5 | 44.7792 | 136910.2406 | 12.1% | 27048.0786 | 1075057.7156
2015-01-01 | 2015 | 50.9871 | 20950.5215 | 94735.9537 | 0.15 | 3.9178 | 0.04 | 8.5 | 34.916 | 3.75 | 3.75 | 1.75 | 16.0711 | 6.8211 | 142905.4731 | 0 | 0.5 | 42.916 | 169093.6251 | 12.1% | 30943.838 | 1068205.733
2015-02-01 | 2015 | 42.7719 | 18923.0517 | 85582.314 | 0.15 | 3.6185 | 0.04 | 8.5 | 32.3724 | 3.75 | 3.75 | 1.75 | 10.3995 | 1.1495 | 21752.7323 | 0 | 0.5 | 40.3724 | 45406.5469 | 12.1% | 14957.933 | 809374.7381
2015-03-01 | 2015 | 41.263 | 20950.5215 | 94767.7415 | 0.15 | 3.4243 | 0.04 | 8.5 | 30.7212 | 3.75 | 3.75 | 1.75 | 10.5418 | 1.2918 | 27064.2581 | 0 | 0.5 | 38.7212 | 53252.41 | 12.1% | 16921.4001 | 864481.6558
2015-04-01 | 2015 | 39.1638 | 20274.6982 | 91726.0987 | 0.15 | 3.3215 | 0.04 | 8.5 | 29.848 | 3.75 | 3.75 | 1.75 | 9.3158 | 0.065762 | 1333.2947 | 0 | 0.5 | 37.848 | 26676.6675 | 12.1% | 13366.5272 | 794033.2266
2015-05-01 | 2015 | 41.3483 | 22276.5039 | 74190.9359 | 0.15 | 3.2965 | 0.04 | 8.5 | 29.6351 | 3.75 | 3.75 | 1.75 | 11.7133 | 2.4633 | 54873.0796 | 0 | 0.5 | 37.6351 | 82718.7094 | 12.1% | 21151.2509 | 921096.3742
2015-06-01 | 2015 | 43.6336 | 21557.907 | 71809.7174 | 0.15 | 3.3363 | 0.04 | 8.5 | 29.9735 | 3.75 | 3.75 | 1.75 | 13.6601 | 4.4101 | 95072.6707 | 0 | 0.5 | 37.9735 | 122020.0544 | 12.1% | 25549.3324 | 940649.9014
2015-07-01 | 2015 | 59.0213 | 22276.5039 | 74215.8133 | 0.15 | 3.4274 | 0.04 | 8.5 | 30.7476 | 3.75 | 3.75 | 1.75 | 28.2737 | 19.0237 | 423780.7863 | 0 | 0.5 | 38.7476 | 451626.4161 | 12.1% | 65807.0793 | 1314787.6544
2015-08-01 | 2015 | 73.0094 | 22276.5039 | 74228.252 | 0.15 | 3.5567 | 0.04 | 8.5 | 31.847 | 3.75 | 3.75 | 1.75 | 41.1624 | 31.9124 | 710897.3209 | 0 | 0.5 | 39.847 | 738742.9508 | 12.1% | 100562.1859 | 1626393.8667
2015-09-01 | 2015 | 63.5338 | 21557.907 | 71845.8297 | 0.15 | 3.7107 | 0.04 | 8.5 | 33.1558 | 3.75 | 3.75 | 1.75 | 30.378 | 21.128 | 455474.7165 | 0 | 0.5 | 41.1558 | 482422.1002 | 12.1% | 69175.5609 | 1369655.919
2015-10-01 | 2015 | 55.5738 | 20950.5215 | 94878.9987 | 0.15 | 3.8756 | 0.04 | 8.5 | 34.5575 | 3.75 | 3.75 | 1.75 | 21.0163 | 11.7663 | 246509.357 | 0 | 0.5 | 42.5575 | 272697.5089 | 12.1% | 43484.9619 | 1164299.3044
2015-11-01 | 2015 | 54.1922 | 20274.6982 | 91833.767 | 0.15 | 4.0382 | 0.04 | 8.5 | 35.9397 | 3.75 | 3.75 | 1.75 | 18.2525 | 9.0025 | 182523.8493 | 0 | 0.5 | 43.9397 | 207867.2221 | 12.1% | 35299.4231 | 1098730.8231
2015-12-01 | 2015 | 53.3993 | 20950.5215 | 93493.4261 | 0.15 | 4.21 | 0.04 | 8.5 | 37.3997 | 3.75 | 3.75 | 1.75 | 15.9996 | 6.7496 | 141407.5043 | 0 | 0.5 | 45.3997 | 167595.6562 | 12.1% | 30762.5107 | 1118742.5437
2016-01-01 | 2016 | 55.8681 | 20950.5215 | 93518.2018 | 0.15 | 3.9889 | 0.04 | 8.5 | 35.5205 | 3.75 | 3.75 | 1.75 | 20.3476 | 11.0976 | 232500.4194 | 0 | 0.5 | 43.5205 | 258688.5713 | 12.1% | 41789.1971 | 1170465.8009
2016-02-01 | 2016 | 41.9463 | 19598.875 | 87507.9468 | 0.15 | 3.6842 | 0.04 | 8.5 | 32.9307 | 3.75 | 3.75 | 1.75 | 9.0156 | 0 | 0 | 0 | 0.5 | 40.9307 | 19904.2542 | 12.1% | 12208.8232 | 822100.0565
2016-03-01 | 2016 | 41.2323 | 20950.5215 | 93567.7534 | 0.15 | 3.4866 | 0.04 | 8.5 | 31.2512 | 3.75 | 3.75 | 1.75 | 9.9811 | 0.7311 | 15316.8799 | 0 | 0.5 | 39.2512 | 41505.0318 | 12.1% | 15499.3943 | 863837.69
2016-04-01 | 2016 | 40.9592 | 20274.6983 | 90573.4153 | 0.15 | 3.382 | 0.04 | 8.5 | 30.3621 | 3.75 | 3.75 | 1.75 | 10.5972 | 1.3472 | 27313.2154 | 0 | 0.5 | 38.3621 | 52656.5882 | 12.1% | 16511.365 | 830436.0203
2016-05-01 | 2016 | 44.9852 | 22276.5039 | 73265.7169 | 0.15 | 3.3565 | 0.04 | 8.5 | 30.1453 | 3.75 | 3.75 | 1.75 | 14.8399 | 5.5899 | 124523.2687 | 0 | 0.5 | 38.1453 | 152368.8986 | 12.1% | 29582.3215 | 1002112.1629
2016-06-01 | 2016 | 43.7365 | 21557.907 | 70921.0709 | 0.15 | 3.397 | 0.04 | 8.5 | 30.4899 | 3.75 | 3.75 | 1.75 | 13.2466 | 3.9966 | 86158.4989 | 0 | 0.5 | 38.4899 | 113105.8826 | 12.1% | 24470.2828 | 942867.5581
2016-07-01 | 2016 | 59.2188 | 22276.5039 | 73304.4963 | 0.15 | 3.4898 | 0.04 | 8.5 | 31.2781 | 3.75 | 3.75 | 1.75 | 27.9408 | 18.6908 | 416365.0326 | 0 | 0.5 | 39.2781 | 444210.6625 | 12.1% | 64909.4113 | 1319188.7741
2016-08-01 | 2016 | 72.8464 | 22276.5039 | 73323.886 | 0.15 | 3.6215 | 0.04 | 8.5 | 32.3974 | 3.75 | 3.75 | 1.75 | 40.449 | 31.199 | 695003.8882 | 0 | 0.5 | 40.3974 | 722849.5181 | 12.1% | 98638.3053 | 1622763.2297
2016-09-01 | 2016 | 64.1897 | 21557.907 | 70977.3636 | 0.15 | 3.7783 | 0.04 | 8.5 | 33.7302 | 3.75 | 3.75 | 1.75 | 30.4595 | 21.2095 | 457233.1055 | 0 | 0.5 | 41.7302 | 484180.4892 | 12.1% | 69388.4117 | 1383795.3177
2016-10-01 | 2016 | 56.0088 | 20950.5215 | 93741.1837 | 0.15 | 3.9462 | 0.04 | 8.5 | 35.1573 | 3.75 | 3.75 | 1.75 | 20.8514 | 11.6014 | 243056.0199 | 0 | 0.5 | 43.1573 | 269244.1718 | 12.1% | 43066.9397 | 1173412.85
2016-11-01 | 2016 | 55.9846 | 20274.6983 | 90741.2511 | 0.15 | 4.1117 | 0.04 | 8.5 | 36.5647 | 3.75 | 3.75 | 1.75 | 19.4199 | 10.1699 | 206191.8661 | 0 | 0.5 | 44.5647 | 231535.2389 | 12.1% | 38164.4077 | 1135070.6014
2016-12-01 | 2016 | 56.8924 | 20950.5215 | 93790.7352 | 0.15 | 4.2866 | 0.04 | 8.5 | 38.0513 | 3.75 | 3.75 | 1.75 | 18.8412 | 9.5912 | 200939.6029 | 0 | 0.5 | 46.0513 | 227127.7548 | 12.1% | 37968.7987 | 1191925.7569
2017-01-01 | 2017 | 54.353 | 20950.5215 | 93815.5109 | 0.15 | 4.0713 | 0.04 | 8.5 | 36.2207 | 3.75 | 3.75 | 1.75 | 18.1323 | 8.8823 | 186088.8564 | 0 | 0.5 | 44.2207 | 212277.0083 | 12.1% | 36171.134 | 1138724.5676
2017-02-01 | 2017 | 44.5716 | 18923.0517 | 84758.9686 | 0.15 | 3.7603 | 0.04 | 8.5 | 33.5775 | 3.75 | 3.75 | 1.75 | 10.9941 | 1.7441 | 33004.2829 | 0 | 0.5 | 41.5775 | 56658.0975 | 12.1% | 16319.9195 | 843430.4768
2017-03-01 | 2017 | 41.4448 | 20950.5215 | 93865.0625 | 0.15 | 3.5584 | 0.04 | 8.5 | 31.8616 | 3.75 | 3.75 | 1.75 | 9.5832 | 0.33324 | 6981.5493 | 0 | 0.5 | 39.8616 | 33169.7012 | 12.1% | 14490.4127 | 868291.0686
2017-04-01 | 2017 | 42.2037 | 20274.6983 | 90861.1338 | 0.15 | 3.4517 | 0.04 | 8.5 | 30.9542 | 3.75 | 3.75 | 1.75 | 11.2495 | 1.9995 | 40539.795 | 0 | 0.5 | 38.9542 | 65883.1678 | 12.1% | 18112.4263 | 855667.4761
2017-05-01 | 2017 | 43.8455 | 22276.5039 | 73498.3935 | 0.15 | 3.4256 | 0.04 | 8.5 | 30.7329 | 3.75 | 3.75 | 1.75 | 13.1126 | 3.8626 | 86045.4377 | 0 | 0.5 | 38.7329 | 113891.0676 | 12.1% | 24924.6269 | 976725.0235
2017-06-01 | 2017 | 45.2208 | 21557.907 | 71146.2419 | 0.15 | 3.467 | 0.04 | 8.5 | 31.0846 | 3.75 | 3.75 | 1.75 | 14.1362 | 4.8862 | 105336.2626 | 0 | 0.5 | 39.0846 | 132283.6463 | 12.1% | 26791.7277 | 974866.7601
2017-07-01 | 2017 | 60.1359 | 22276.5039 | 73537.173 | 0.15 | 3.5617 | 0.04 | 8.5 | 31.889 | 3.75 | 3.75 | 1.75 | 28.2468 | 18.9968 | 423182.9002 | 0 | 0.5 | 39.889 | 451028.5301 | 12.1% | 65734.7059 | 1339617.1023
2017-08-01 | 2017 | 73.8182 | 22276.5039 | 73556.5627 | 0.15 | 3.6961 | 0.04 | 8.5 | 33.0315 | 3.75 | 3.75 | 1.75 | 40.7868 | 31.5368 | 702528.9375 | 0 | 0.5 | 41.0315 | 730374.5674 | 12.1% | 99549.2033 | 1644412.345
2017-09-01 | 2017 | 63.8736 | 21557.907 | 71202.5346 | 0.15 | 3.8561 | 0.04 | 8.5 | 34.3916 | 3.75 | 3.75 | 1.75 | 29.482 | 20.232 | 436159.1781 | 0 | 0.5 | 42.3916 | 463106.5618 | 12.1% | 66837.4385 | 1376981.6129
2017-10-01 | 2017 | 55.7762 | 20950.5215 | 94038.4928 | 0.15 | 4.0274 | 0.04 | 8.5 | 35.8482 | 3.75 | 3.75 | 1.75 | 19.9279 | 10.6779 | 223708.377 | 0 | 0.5 | 43.8482 | 249896.5289 | 12.1% | 40724.9311 | 1168539.5149
2017-11-01 | 2017 | 58.5403 | 20274.6983 | 91028.9695 | 0.15 | 4.1964 | 0.04 | 8.5 | 37.2845 | 3.75 | 3.75 | 1.75 | 21.2557 | 12.0057 | 243412.3418 | 0 | 0.5 | 45.2845 | 268755.7146 | 12.1% | 42669.9009 | 1186886.1822
2017-12-01 | 2017 | 56.551 | 20950.5215 | 94088.0443 | 0.15 | 4.3749 | 0.04 | 8.5 | 38.8018 | 3.75 | 3.75 | 1.75 | 17.7493 | 8.4993 | 178064.269 | 0 | 0.5 | 46.8018 | 204252.4209 | 12.1% | 35199.7674 | 1184773.5293
2018-01-01 | 2018 | 53.8914 | 20950.5215 | 94112.82 | 0.15 | 4.1545 | 0.04 | 8.5 | 36.9285 | 3.75 | 3.75 | 1.75 | 16.9629 | 7.7129 | 161590.0016 | 0 | 0.5 | 44.9285 | 187778.1535 | 12.1% | 33205.5774 | 1129053.6241
2018-02-01 | 2018 | 42.2228 | 18923.0517 | 85027.5059 | 0.15 | 3.8372 | 0.04 | 8.5 | 34.2312 | 3.75 | 3.75 | 1.75 | 7.9916 | 0 | 0 | 0 | 0.5 | 42.2312 | 0 | 12.1% | 9461.5258 | 798984.2215
2018-03-01 | 2018 | 42.041 | 20950.5215 | 94162.3715 | 0.15 | 3.6312 | 0.04 | 8.5 | 32.4802 | 3.75 | 3.75 | 1.75 | 9.5608 | 0.31083 | 6511.9796 | 0 | 0.5 | 40.4802 | 32700.1315 | 12.1% | 14433.5718 | 880781.6017
2018-04-01 | 2018 | 41.5542 | 20274.6983 | 91148.8522 | 0.15 | 3.5223 | 0.04 | 8.5 | 31.5542 | 3.75 | 3.75 | 1.75 | 10 | 0.74998 | 15205.6558 | 0 | 0.5 | 39.5542 | 40549.0286 | 12.1% | 15045.7596 | 842499.1019
2018-05-01 | 2018 | 44.5187 | 22276.5039 | 73731.0702 | 0.15 | 3.4957 | 0.04 | 8.5 | 31.3284 | 3.75 | 3.75 | 1.75 | 13.1903 | 3.9403 | 87775.2789 | 0 | 0.5 | 39.3284 | 115620.9088 | 12.1% | 25134.0221 | 991720.9972
2018-06-01 | 2018 | 46.2949 | 21557.907 | 71371.4129 | 0.15 | 3.5379 | 0.04 | 8.5 | 31.6874 | 3.75 | 3.75 | 1.75 | 14.6076 | 5.3576 | 115498.448 | 0 | 0.5 | 39.6874 | 142445.8318 | 12.1% | 28021.8479 | 998022.2162
2018-07-01 | 2018 | 61.4052 | 22276.5039 | 73769.8497 | 0.15 | 3.6345 | 0.04 | 8.5 | 32.5082 | 3.75 | 3.75 | 1.75 | 28.897 | 19.647 | 437666.9528 | 0 | 0.5 | 40.5082 | 465512.5827 | 12.1% | 67487.9828 | 1367894.0223
2018-08-01 | 2018 | 72.5532 | 22276.5039 | 73789.2394 | 0.15 | 3.7716 | 0.04 | 8.5 | 33.674 | 3.75 | 3.75 | 1.75 | 38.8792 | 29.6292 | 660035.6267 | 0 | 0.5 | 41.674 | 687881.2566 | 12.1% | 94405.4398 | 1616232.3901
2018-09-01 | 2018 | 65.7782 | 21557.907 | 71427.7056 | 0.15 | 3.9349 | 0.04 | 8.5 | 35.062 | 3.75 | 3.75 | 1.75 | 30.7163 | 21.4663 | 462767.5159 | 0 | 0.5 | 43.062 | 489714.8997 | 12.1% | 70058.3454 | 1418041.2882
2018-10-01 | 2018 | 54.8055 | 20950.5215 | 94335.8019 | 0.15 | 4.1098 | 0.04 | 8.5 | 36.5484 | 3.75 | 3.75 | 1.75 | 18.2572 | 9.0072 | 188705.3773 | 0 | 0.5 | 44.5484 | 214893.5292 | 12.1% | 36487.8606 | 1148204.807
2018-11-01 | 2018 | 56.9324 | 20274.6983 | 91316.688 | 0.15 | 4.2822 | 0.04 | 8.5 | 38.0141 | 3.75 | 3.75 | 1.75 | 18.9183 | 9.6683 | 196022.524 | 0 | 0.5 | 46.0141 | 221365.8968 | 12.1% | 36933.4212 | 1154287.0724
2018-12-01 | 2018 | 58.9265 | 20950.5215 | 94385.3534 | 0.15 | 4.4644 | 0.04 | 8.5 | 39.5623 | 3.75 | 3.75 | 1.75 | 19.3642 | 10.1142 | 211897.7571 | 0 | 0.5 | 47.5623 | 238085.909 | 12.1% | 39295.2699 | 1234540.8442
2019-01-01 | 2019 | 58.8726 | 20950.5215 | 94410.1291 | 0.15 | 4.2553 | 0.04 | 8.5 | 37.7847 | 3.75 | 3.75 | 1.75 | 21.0879 | 11.8379 | 248009.3179 | 0 | 0.5 | 45.7847 | 274197.4698 | 12.1% | 43666.5304 | 1233411.2344
2019-02-01 | 2019 | 45.9747 | 18923.0517 | 85296.0431 | 0.15 | 3.9302 | 0.04 | 8.5 | 35.022 | 3.75 | 3.75 | 1.75 | 10.9528 | 1.7028 | 32221.2427 | 0 | 0.5 | 43.022 | 55875.0573 | 12.1% | 16225.1334 | 869982.1493
2019-03-01 | 2019 | 42.2043 | 20950.5215 | 94459.6806 | 0.15 | 3.7192 | 0.04 | 8.5 | 33.2286 | 3.75 | 3.75 | 1.75 | 8.9757 | 0 | 0 | 0 | 0.5 | 41.2286 | 20441.3066 | 12.1% | 12949.656 | 884201.4606
2019-04-01 | 2019 | 41.9625 | 20274.6982 | 91436.5707 | 0.15 | 3.6077 | 0.04 | 8.5 | 32.2801 | 3.75 | 3.75 | 1.75 | 9.6824 | 0.43236 | 8766.0553 | 0 | 0.5 | 40.2801 | 34109.4281 | 12.1% | 14266.2538 | 850777.2228
2019-05-01 | 2019 | 46.0871 | 22276.5039 | 73963.7469 | 0.15 | 3.5805 | 0.04 | 8.5 | 32.0489 | 3.75 | 3.75 | 1.75 | 14.0382 | 4.7882 | 106663.7748 | 0 | 0.5 | 40.0489 | 134509.4046 | 12.1% | 27420.4515 | 1026658.401
2019-06-01 | 2019 | 46.7201 | 21557.907 | 71596.5838 | 0.15 | 3.6237 | 0.04 | 8.5 | 32.4165 | 3.75 | 3.75 | 1.75 | 14.3036 | 5.0536 | 108945.4715 | 0 | 0.5 | 40.4165 | 135892.8553 | 12.1% | 27228.618 | 1007188.0489
2019-07-01 | 2019 | 63.2357 | 22276.5039 | 74002.5264 | 0.15 | 3.7226 | 0.04 | 8.5 | 33.2573 | 3.75 | 3.75 | 1.75 | 29.9784 | 20.7284 | 461756.9327 | 0 | 0.5 | 41.2573 | 489602.5626 | 12.1% | 70404.0455 | 1408670.1358
2019-08-01 | 2019 | 76.3285 | 22276.5039 | 74021.9161 | 0.15 | 3.8631 | 0.04 | 8.5 | 34.4513 | 3.75 | 3.75 | 1.75 | 41.8772 | 32.6272 | 726820.3485 | 0 | 0.5 | 42.4513 | 754665.9783 | 12.1% | 102489.649 | 1700332.9145
2019-09-01 | 2019 | 67.2862 | 21557.907 | 71652.8766 | 0.15 | 4.0303 | 0.04 | 8.5 | 35.873 | 3.75 | 3.75 | 1.75 | 31.4132 | 22.1632 | 477792.6137 | 0 | 0.5 | 43.873 | 504739.9974 | 12.1% | 71877.1151 | 1450549.1139
2019-10-01 | 2019 | 57.0997 | 20950.5215 | 94633.1109 | 0.15 | 4.2095 | 0.04 | 8.5 | 37.3954 | 3.75 | 3.75 | 1.75 | 19.7044 | 10.4544 | 219024.5188 | 0 | 0.5 | 45.3954 | 245212.6707 | 12.1% | 40157.9557 | 1196269.1402
2019-11-01 | 2019 | 61.6576 | 20274.6983 | 91604.4065 | 0.15 | 4.3861 | 0.04 | 8.5 | 38.8966 | 3.75 | 3.75 | 1.75 | 22.761 | 13.511 | 273931.3886 | 0 | 0.5 | 46.8966 | 299274.7614 | 12.1% | 46364.1943 | 1250089.2236
2019-12-01 | 2019 | 60.4283 | 20950.5215 | 94682.6625 | 0.15 | 4.5726 | 0.04 | 8.5 | 40.4824 | 3.75 | 3.75 | 1.75 | 19.9459 | 10.6959 | 224085.626 | 0 | 0.5 | 48.4824 | 250273.7779 | 12.1% | 40770.5966 | 1266004.9051
2020-01-01 | 2020 | 56.6398 | 20950.5215 | 94707.4382 | 0.15 | 4.3686 | 0.04 | 8.5 | 38.748 | 3.75 | 3.75 | 1.75 | 17.8918 | 8.6418 | 181049.8059 | 0 | 0.5 | 46.748 | 207237.9578 | 12.1% | 35561.163 | 1186633.5622
2020-02-01 | 2020 | 43.9754 | 19598.875 | 88620.4582 | 0.15 | 4.0349 | 0.04 | 8.5 | 35.9117 | 3.75 | 3.75 | 1.75 | 8.0637 | 0 | 0 | 0 | 0.5 | 43.9117 | 1248.6062 | 12.1% | 9950.5798 | 861868.6469
2020-03-01 | 2020 | 44.4776 | 20950.5215 | 94756.9897 | 0.15 | 3.8185 | 0.04 | 8.5 | 34.0723 | 3.75 | 3.75 | 1.75 | 10.4053 | 1.1553 | 24203.7712 | 0 | 0.5 | 42.0723 | 50391.9231 | 12.1% | 16575.1416 | 931828.5631
2020-04-01 | 2020 | 43.6563 | 20274.6982 | 91724.2892 | 0.15 | 3.7039 | 0.04 | 8.5 | 33.0986 | 3.75 | 3.75 | 1.75 | 10.5577 | 1.3077 | 26513.7386 | 0 | 0.5 | 41.0986 | 51857.1114 | 12.1% | 16414.5893 | 885117.9824
2020-05-01 | 2020 | 47.1133 | 22276.5039 | 74196.4236 | 0.15 | 3.676 | 0.04 | 8.5 | 32.8611 | 3.75 | 3.75 | 1.75 | 14.2522 | 5.0022 | 111431.5105 | 0 | 0.5 | 40.8611 | 139277.1404 | 12.1% | 27997.5801 | 1049520.0213
2020-06-01 | 2020 | 48.4577 | 21557.907 | 71821.7548 | 0.15 | 3.7204 | 0.04 | 8.5 | 33.2386 | 3.75 | 3.75 | 1.75 | 15.2191 | 5.9691 | 128681.9317 | 0 | 0.5 | 41.2386 | 155629.3154 | 12.1% | 29617.6925 | 1044646.2331
2020-07-01 | 2020 | 63.7092 | 22276.5039 | 74235.203 | 0.15 | 3.822 | 0.04 | 8.5 | 34.1018 | 3.75 | 3.75 | 1.75 | 29.6074 | 20.3574 | 453492.4927 | 0 | 0.5 | 42.1018 | 481338.1226 | 12.1% | 69403.6452 | 1419218.0023
2020-08-01 | 2020 | 77.0495 | 22276.5039 | 74254.5928 | 0.15 | 3.9662 | 0.04 | 8.5 | 35.3277 | 3.75 | 3.75 | 1.75 | 41.7218 | 32.4718 | 723358.135 | 0 | 0.5 | 43.3277 | 751203.7649 | 12.1% | 102070.5523 | 1716392.9101
2020-09-01 | 2020 | 67.1145 | 21557.907 | 71878.0476 | 0.15 | 4.1379 | 0.04 | 8.5 | 36.7873 | 3.75 | 3.75 | 1.75 | 30.3272 | 21.0772 | 454380.4306 | 0 | 0.5 | 44.7873 | 481327.8144 | 12.1% | 69043.0989 | 1446847.335
2020-10-01 | 2020 | 57.6726 | 20950.5215 | 94930.42 | 0.15 | 4.3218 | 0.04 | 8.5 | 38.3503 | 3.75 | 3.75 | 1.75 | 19.3223 | 10.0723 | 211019.5 | 0 | 0.5 | 46.3503 | 237207.6519 | 12.1% | 39188.958 | 1208270.4329
2020-11-01 | 2020 | 58.3503 | 20274.6982 | 91892.125 | 0.15 | 4.5031 | 0.04 | 8.5 | 39.8916 | 3.75 | 3.75 | 1.75 | 18.4587 | 9.2087 | 186702.8459 | 0 | 0.5 | 47.8916 | 212046.2187 | 12.1% | 35805.2855 | 1183033.9579
2020-12-01 | 2020 | 60.5963 | 20950.5215 | 94979.9716 | 0.15 | 4.6947 | 0.04 | 8.5 | 41.5197 | 3.75 | 3.75 | 1.75 | 19.0766 | 9.8266 | 205873.2779 | 0 | 0.5 | 49.5197 | 232061.4298 | 12.1% | 38566.0141 | 1269524.9513
2021-01-01 | 2021 | 59.4634 | 20950.5215 | 95004.7473 | 0.15 | 4.4767 | 0.04 | 8.5 | 39.667 | 3.75 | 3.75 | 1.75 | 19.7964 | 10.5464 | 220951.9508 | 0 | 0.5 | 47.667 | 247140.1027 | 12.1% | 40391.269 | 1245789.5391
2021-02-01 | 2021 | 45.4393 | 18923.0517 | 85833.1176 | 0.15 | 4.1348 | 0.04 | 8.5 | 36.7605 | 3.75 | 3.75 | 1.75 | 8.6788 | 0 | 0 | 0 | 0.5 | 44.7605 | 12845.3436 | 12.1% | 11016.439 | 859851.0501
2021-03-01 | 2021 | 44.0107 | 20950.5215 | 95054.2988 | 0.15 | 3.9128 | 0.04 | 8.5 | 34.8738 | 3.75 | 3.75 | 1.75 | 9.1369 | 0 | 0 | 0 | 0.5 | 42.8738 | 23819.468 | 12.1% | 13358.5783 | 922047.7509
2021-04-01 | 2021 | 43.4259 | 20274.6982 | 92012.0077 | 0.15 | 3.7954 | 0.04 | 8.5 | 33.876 | 3.75 | 3.75 | 1.75 | 9.5499 | 0.29986 | 6079.4996 | 0 | 0.5 | 41.876 | 31422.8724 | 12.1% | 13941.0495 | 880446.2095
2021-05-01 | 2021 | 49.1436 | 22276.5039 | 74429.1003 | 0.15 | 3.7668 | 0.04 | 8.5 | 33.6327 | 3.75 | 3.75 | 1.75 | 15.5109 | 6.2609 | 139470.1456 | 0 | 0.5 | 41.6327 | 167315.7755 | 12.1% | 31391.6227 | 1094746.8039
2021-06-01 | 2021 | 50.2532 | 21557.907 | 72046.9258 | 0.15 | 3.8123 | 0.04 | 8.5 | 34.0195 | 3.75 | 3.75 | 1.75 | 16.2337 | 6.9837 | 150554.0131 | 0 | 0.5 | 42.0195 | 177501.3968 | 12.1% | 32265.2813 | 1083352.9311
2021-07-01 | 2021 | 64.9744 | 22276.5039 | 74467.8797 | 0.15 | 3.9163 | 0.04 | 8.5 | 34.904 | 3.75 | 3.75 | 1.75 | 30.0704 | 20.8204 | 463805.3611 | 0 | 0.5 | 42.904 | 491650.991 | 12.1% | 70652.0053 | 1447401.4776
2021-08-01 | 2021 | 78.5622 | 22276.5039 | 74487.2694 | 0.15 | 4.0641 | 0.04 | 8.5 | 36.1602 | 3.75 | 3.75 | 1.75 | 42.402 | 33.152 | 738510.7905 | 0 | 0.5 | 44.1602 | 766356.4203 | 12.1% | 103904.7628 | 1750090.5389
2021-09-01 | 2021 | 69.8513 | 21557.907 | 72103.2185 | 0.15 | 4.2401 | 0.04 | 8.5 | 37.6558 | 3.75 | 3.75 | 1.75 | 32.1955 | 22.9455 | 494656.1681 | 0 | 0.5 | 45.6558 | 521603.5518 | 12.1% | 73918.4278 | 1505846.8203
2021-10-01 | 2021 | 59.4903 | 20950.5215 | 95227.7291 | 0.15 | 4.4285 | 0.04 | 8.5 | 39.2574 | 3.75 | 3.75 | 1.75 | 20.2329 | 10.9829 | 230097.8247 | 0 | 0.5 | 47.2574 | 256285.9766 | 12.1% | 41498.3659 | 1246353.6005
2021-11-01 | 2021 | 61.1529 | 20274.6983 | 92179.8434 | 0.15 | 4.6143 | 0.04 | 8.5 | 40.8368 | 3.75 | 3.75 | 1.75 | 20.3161 | 11.0661 | 224361.6688 | 0 | 0.5 | 48.8368 | 249705.0416 | 12.1% | 40363.8401 | 1239856.2312
2021-12-01 | 2021 | 63.1764 | 20950.5215 | 95277.2807 | 0.15 | 4.8106 | 0.04 | 8.5 | 42.5051 | 3.75 | 3.75 | 1.75 | 20.6713 | 11.4213 | 239282.1136 | 0 | 0.5 | 50.5051 | 265470.2655 | 12.1% | 42610.1129 | 1323578.309
2022-01-01 | 2022 | 0 | 0 | 0 | 0.15 | 4.851 | 0.04 | 8.5 | 42.8485 | 3.75 | 3.75 | 1.75 | 0 | 0 | 0 | 0 | 0.5 | 50.8485 | 0 | 12.1% | 0 | 0
2022-02-01 | 2022 | 0 | 0 | 0 | 0.15 | 4.8 | 0.04 | 8.5 | 42.415 | 3.75 | 3.75 | 1.75 | 0 | 0 | 0 | 0 | 0.5 | 50.415 | 0 | 12.1% | 0 | 0
2022-03-01 | 2022 | 0 | 0 | 0 | 0.15 | 4.699 | 0.04 | 8.5 | 41.5565 | 3.75 | 3.75 | 1.75 | 0 | 0 | 0 | 0 | 0.5 | 49.5565 | 0 | 12.1% | 0 | 0
2022-04-01 | 2022 | 0 | 0 | 0 | 0.15 | 4.601 | 0.04 | 8.5 | 40.7235 | 3.75 | 3.75 | 1.75 | 0 | 0 | 0 | 0 | 0.5 | 48.7235 | 0 | 12.1% | 0 | 0
2022-05-01 | 2022 | 0 | 0 | 0 | 0.15 | 4.592 | 0.04 | 8.5 | 40.647 | 3.75 | 3.75 | 1.75 | 0 | 0 | 0 | 0 | 0.5 | 48.647 | 0 | 12.1% | 0 | 0
2022-06-01 | 2022 | 0 | 0 | 0 | 0.15 | 4.591 | 0.04 | 8.5 | 40.6385 | 3.75 | 3.75 | 1.75 | 0 | 0 | 0 | 0 | 0.5 | 48.6385 | 0 | 12.1% | 0 | 0
2022-07-01 | 2022 | 0 | 0 | 0 | 0.15 | 4.656 | 0.04 | 8.5 | 41.191 | 3.75 | 3.75 | 1.75 | 0 | 0 | 0 | 0 | 0.5 | 49.191 | 0 | 12.1% | 0 | 0
2022-08-01 | 2022 | 53.7563 | 16972.5744 | 33208.8649 | 0.15 | 4.651 | 0.04 | 8.5 | 41.1485 | 3.75 | 3.75 | 1.75 | 12.6078 | 3.3578 | 56991.2771 | 0 | 0.5 | 49.1485 | 78206.9951 | 12.1% | 17953.1487 | 912383.568
2022-09-01 | 2022 | 69.1202 | 21557.907 | 72328.3895 | 0.15 | 4.622 | 0.04 | 8.5 | 40.902 | 3.75 | 3.75 | 1.75 | 28.2182 | 18.9682 | 408915.1415 | 0 | 0.5 | 48.902 | 435862.5253 | 12.1% | 63539.5811 | 1490087.2934
2022-10-01 | 2022 | 50.7107 | 14320.6097 | 95525.0382 | 0.15 | 4.621 | 0.04 | 8.5 | 40.8935 | 3.75 | 3.75 | 1.75 | 9.8172 | 0.56716 | 8122.0755 | 0 | 0.5 | 48.8935 | 26022.8376 | 12.1% | 10310.3376 | 726207.5655
2022-11-01 | 2022 | 0 | 0 | 0 | 0.15 | 4.638 | 0.04 | 8.5 | 41.038 | 3.75 | 3.75 | 1.75 | 0 | 0 | 0 | 0 | 0.5 | 49.038 | 0 | 12.1% | 0 | 0
2022-12-01 | 2022 | 0 | 0 | 0 | 0.15 | 4.69 | 0.04 | 8.5 | 41.48 | 3.75 | 3.75 | 1.75 | 0 | 0 | 0 | 0 | 0.5 | 49.48 | 0 | 12.1% | 0 | 0
2023-01-01 | 2023 | 0 | 0 | 0 | 0.15 | 4.948 | 0.04 | 8.5 | 43.673 | 3.75 | 3.75 | 1.75 | 0 | 0 | 0 | 0 | 0.5 | 51.673 | 0 | 12.1% | 0 | 0

## CCFMODEL
99 | 2 | 7
150 | 1 | 99 |  | C:\Users\Felienne\Enron\EnronSpreadsheets\[benjamin_rogers__1087__LV Cogen.xlsx]CCFMODEL | [8 empty] | Year 5 | 2014-09-03 13:16 | 41885.5527 |  |  | Year 10 |  |  |  |  | Year 15 |  |  |  |  | Year 20
6 | Proof | #NAME? |  | 1996-12-31 | 1997-12-31 | 1998-12-31 | 1999-08-01 | 1999-12-31 | 2000 | 2001 | 2002 | 2003 | 2004 | 2005 | 2006 | 2007 | 2008 | 2009 | 2010 | 2011 | 2012 | 2013 | 2014 | 2015 | 2016 | 2017 | 2018 | 2019 | 2020 | 2021 | 2022
West Coast Power LLP | [8 empty] | Year 15 2014: 41885.5527
SCENARIO: |  | Base Case 09/03/14 |  | ($ in | Thousands | ) |  |  | Year 15 2014: C:\Users\Felienne\Enron\EnronSpreadsheets\[benjamin_rogers__1087__LV Cogen.xlsx]CCFMODEL
Scheduled Capital Expenditures |  |  | Total Asset |  |  |  |  | 1999-12-31 | 2000 | 2001 | 2002 | 2003 | 2004 | 2005 | 2006 | 2007 | 2008 | 2009 | 2010 | 2011 | 2012 | 2013 | 2014 | 2015 | 2016 | 2017 | 2018 | 2019 | 2020 | 2021 | 2022
Depreciable Assets |  |  | Book Value | [5 empty] | 2007: Summary!D50; 2011: Summary!D56; C:\Users\Felienne\Enron\EnronSpreadsheets\[benjamin_rogers__1087__LV Cogen.xlsx]CCFMODEL 2015: Summary!D62
| Fixed Assets | Purchase Price | 0 |  |  |  | 78714.5555 | 0 | 0 | 0 | 0 | 0 | 0 | 0 | 0 | 0 | 0 | 0 | 0 | 0 | 0 | 0 | 0 | 0 | 0 | 0 | 0 | 0 | 0 | 0 | 0
| Partial Overhaul 1 | Partial Overhaul 1 | 1331.9046 |  | Not all formulas in row same |  |  | 0 | 0 | 0 | 0 | 1331.9046 | 0 | 0 | 0 | 0 | 0 | 0 | 0 | 0 | 0 | 0 | 0 | 0 | 0 | 0 | 0 | 0 | 0 | 0 | 0
#NAME? | Complete Overhaul 1 | Complete Overhaul 1 | 4611.7398 |  | Not all formulas in row same |  |  | 0 | 0 | 0 | 0 | 0 | 0 | 0 | 0 | 4611.7398 | 0 | 0 | 0 | 0 | 0 | 0 | 0 | 0 | 0 | 0 | 0 | 0 | 0 | 0 | 0
| Partial Overhaul 2 | Partial Overhaul 2 | 1870.6553 |  | Not all formulas in row same |  |  | 0 | 0 | 0 | 0 | 0 | 0 | 0 | 0 | 0 | 0 | 0 | 0 | 1870.6553 | 0 | 0 | 0 | 0 | 0 | 0 | 0 | 0 | 0 | 0 | 0
| Complete Overhaul 2 | Complete Overhaul 2 | 6463.7575 |  | Not all formulas in row same |  |  | 0 | 0 | 0 | 0 | 0 | 0 | 0 | 0 | 0 | 0 | 0 | 0 | 0 | 0 | 0 | 0 | 6463.7575 | 0 | 0 | 0 | 0 | 0 | 0 | 0
| Asset 6 | Asset 6 | 0 |  | Not all formulas in row same |  |  | 0 | 0 | 0 | 0 | 0 | 0 | 0 | 0 | 0 | 0 | 0 | 0 | 0 | 0 | 0 | 0 | 0 | 0 | 0 | 0 | 0 | 0 | 0 | 0
| Asset 7 | Asset 7 | 0 |  | Not all formulas in row same |  |  | 0 | 0 | 0 | 0 | 0 | 0 | 0 | 0 | 0 | 0 | 0 | 0 | 0 | 0 | 0 | 0 | 0 | 0 | 0 | 0 | 0 | 0 | 0 | 0
| Asset 8 | Asset 8 | 0 |  | Not all formulas in row same |  |  | 0 | 0 | 0 | 0 | 0 | 0 | 0 | 0 | 0 | 0 | 0 | 0 | 0 | 0 | 0 | 0 | 0 | 0 | 0 | 0 | 0 | 0 | 0 | 0
| Asset 9 | Asset 9 | 0 |  | Not all formulas in row same |  |  | 0 | 0 | 0 | 0 | 0 | 0 | 0 | 0 | 0 | 0 | 0 | 0 | 0 | 0 | 0 | 0 | 0 | 0 | 0 | 0 | 0 | 0 | 0 | 0
| Asset 10 | Asset 10 | 0 |  |  |  |  | 0 | 0 | 0 | 0 | 0 | 0 | 0 | 0 | 0 | 0 | 0 | 0 | 0 | 0 | 0 | 0 | 0 | 0 | 0 | 0 | 0 | 0 | 0 | 0
|  | Total Fixed Assets | 14278.0573 | 0 | 0 | 0 | 78714.5555 | 0 | 0 | 0 | 0 | 1331.9046 | 0 | 0 | 0 | 4611.7398 | 0 | 0 | 0 | 1870.6553 | 0 | 0 | 0 | 6463.7575 | 0 | 0 | 0 | 0 | 0 | 0 | 0
Capitalized Construction Interest/Intangibles
|  | Funding 1 | 0 |  |  |  |  | 0 | 0 | 0 | 0 | 0 | 0 | 0 | 0 | 0 | 0 | 0 | 0 | 0 | 0 | 0 | 0 | 0 | 0 | 0 | 0 | 0 | 0 | 0 | 0
Rate: | 13% | Funding 2 | 0 |  |  |  |  | 0 | 0 | 0 | 0 | 0 | 0 | 0 | 0 | 0 | 0 | 0 | 0 | 0 | 0 | 0 | 0 | 0 | 0 | 0 | 0 | 0 | 0 | 0 | 0
|  | Subtotal | 0 | 0 | 0 | 0 | 0 | 0 | 0 | 0 | 0 | 0 | 0 | 0 | 0 | 0 | 0 | 0 | 0 | 0 | 0 | 0 | 0 | 0 | 0 | 0 | 0 | 0 | 0 | 0 | 0
Non-Depreciable Assets (Land) |  |  | 0 | 0 | 0 | 0 | 0 | 0 | 0 | 0 | 0 | 0 | 0 | 0 | 0 | 0 | 0 | 0 | 0 | 0 | 0 | 0 | 0 | 0 | 0 | 0 | 0 | 0 | 0 | 0 | 0
Total Capital Expenditures |  |  | 14278.0573 | 0 | 0 | 0 | 78714.5555 | 0 | 0 | 0 | 0 | 1331.9046 | 0 | 0 | 0 | 4611.7398 | 0 | 0 | 0 | 1870.6553 | 0 | 0 | 0 | 6463.7575 | 0 | 0 | 0 | 0 | 0 | 0 | 0
Oil & Gas Prices
Depreciation & Amortization Parameters | [33 empty] | Oil & Gas Reserve Information
Hedging Profits/(Losses)
|  | Book Capitalization and Depreciation | [6 empty] | 2002: Tax Depreciation |  |  | Oil & Gas Reserve Totals
Start
|  |  | Simulated | Residual/ | Depreciation |  | Method | DB Decline | 2004: Simulated; 2005: Residual/; 2006: Start; 2008: Method; 2009: DB Decline
Depreciable Assets |  | Desc. | Cost | Salvage | (mm/dd/yy) | Life (yrs) | (SL/DB) | Rate | 2002: Desc.; 2004: Value; 2005: Salvage; 2006: (mm/dd/yy); 2007: Life (yrs.); 2008: (SL/DB); 2009: Rate
|  | Purchase Price | 78714.5555 | 0 | 1999-08-01 | 15 | SL | 0% | 2002: Purchase Price; 2004: 78714.5555; 2005: 0; 2006: 1999-08-01; 2007: 15; 2008: DB; 2009: 150%
|  | Partial Overhaul 1 | 1331.9046 | 0 | 2003-08-01 | 8 | SL | 0% | 2002: Partial Overhaul 1; 2004: 1331.9046; 2005: 0; 2006: 2003-08-01; 2007: 8; 2008: DB; 2009: 150%
|  | Complete Overhaul 1 | 4611.7398 | 0 | 1903-08-23 21:43 | 8 | SL | 0% | 2002: Complete Overhaul 1; 2004: 4611.7398; 2005: 0; 2006: 2007-08-01; 2007: 8; 2008: DB; 2009: 150%
|  | Partial Overhaul 2 | 1870.6553 | 0 | 2011-08-01 | 8 | SL | 0% | 2002: Partial Overhaul 2; 2004: 1870.6553; 2005: 0; 2006: 2011-08-01; 2007: 8; 2008: DB; 2009: 150%
|  | Complete Overhaul 2 | 6463.7575 | 0 | 2015-08-01 | 8 | SL | 0% | 2002: Complete Overhaul 2; 2004: 6463.7575; 2005: 0; 2006: 2015-08-01; 2007: 8; 2008: DB; 2009: 150%
0 |  | Contract Buy-Out | 0 | 0 | 2000-12-31 | 13.5818 | SL | 0% | 2000: 1997-06-30; 2002: Contract Buy-Out; 2004: 0; 2005: 0; 2006: 2000-12-31; 2007: 13.5818; 2008: DB; 2009: 150%
|  | Asset 6 | 0 | 0 | 1997-06-30 | 6 | DB | 200% | 2002: Asset 6; 2004: 0; 2005: 0; 2006: 1997-06-15; 2007: 5; 2008: DB; 2009: 200%
|  | Asset 8 | 0 | 0 | 0 | 6 | DB | 200% | 2002: Asset 8; 2004: 0; 2005: 0; 2006: 1997-06-15; 2007: 5; 2008: DB; 2009: 200%
|  | Asset 9 | 0 | 0 | 0 | 6 | DB | 200% | 2002: Asset 9; 2004: 0; 2005: 0; 2006: 1997-06-15; 2007: 5; 2008: DB; 2009: 200%
|  | Asset 10 | 0 | 0 | 0 | 6 | DB | 200% | 2002: Asset 10; 2004: 0; 2005: 0; 2006: 1997-06-15; 2007: 5; 2008: DB; 2009: 200%
|  | Subtotal | 92992.6128 | 0 |  |  |  |  | 2002: Subtotal; 2004: 92992.6128; 2005: 0
Capitalized Construction Interest/Intangibles
|  | Funding 1 | 0 | 0 | 1999-08-01 | 7 | SL | 150% | 2002: Funding 1; 2004: 0; 2005: 0; 2006: 1999-08-01; 2007: 5; 2008: SL; 2009: 200%
|  | Funding 2 | 0 | 0 | 1997-05-15 | 2 | SL |  | 2002: Funding 2; 2004: 0; 2005: 0; 2006: 1997-11-12; 2007: 2; 2008: DB; 2009: 150%
|  | Subtotal | 0 | 0 |  |  |  |  | 2002: Subtotal; 2004: 0
[12 empty] | diff. vs. book: | 0
Scheduled Depreciation Expense - Book | [7 empty] | 1999-12-31 | 2000 | 2001 | 2002 | 2003 | 2004 | 2005 | 2006 | 2007 | 2008 | 2009 | 2010 | 2011 | 2012 | 2013 | 2014 | 2015 | 2016 | 2017 | 2018 | 2019 | 2020 | 2021 | 2022
Depreciable Assets |  | Purchase Price | [5 empty] | 2186.5154 | 5247.637 | 5247.637 | 5247.637 | 5247.637 | 5247.637 | 5247.637 | 5247.637 | 5247.637 | 5247.637 | 5247.637 | 5247.637 | 5247.637 | 5247.637 | 5247.637 | 3061.1216 | 0 | 0 | 0 | 0 | 0 | 0 | 0 | 0
|  | Partial Overhaul 1 | [5 empty] | 0 | 0 | 0 | 0 | 69.37 | 166.4881 | 166.4881 | 166.4881 | 166.4881 | 166.4881 | 166.4881 | 166.4881 | 97.118 | 0 | 0 | 0 | 0 | 0 | 0 | 0 | 0 | 0 | 0 | 0
|  | Complete Overhaul 1 | [5 empty] | 0 | 0 | 0 | 0 | 0 | 0 | 0 | 0 | 0 | 0 | 0 | 0 | 0 | 0 | 0 | 0 | 0 | 0 | 0 | 0 | 0 | 0 | 0 | 0
|  | Partial Overhaul 2 | [5 empty] | 0 | 0 | 0 | 0 | 0 | 0 | 0 | 0 | 0 | 0 | 0 | 0 | 97.43 | 233.8319 | 233.8319 | 233.8319 | 233.8319 | 233.8319 | 233.8319 | 233.8319 | 136.4019 | 0 | 0 | 0
|  | Complete Overhaul 2 | [5 empty] | 0 | 0 | 0 | 0 | 0 | 0 | 0 | 0 | 0 | 0 | 0 | 0 | 0 | 0 | 0 | 0 | 336.654 | 807.9697 | 807.9697 | 807.9697 | 807.9697 | 807.9697 | 807.9697 | 807.9697
|  | Contract Buy-Out | [5 empty] | 0 | 0 | 0 | 0 | 0 | 0 | 0 | 0 | 0 | 0 | 0 | 0 | 0 | 0 | 0 | 0
|  | Asset 6 | [5 empty] | 0 | 0 | 0 | 0 | 0 | 0 | 0 | 0 | 0 | 0 | 0 | 0 | 0 | 0 | 0 | 0 | 0 | 0 | 0 | 0 | 0 | 0 | 0 | 0
|  | Asset 8 | [5 empty] | 0 | 0 | 0 | 0 | 0 | 0 | 0 | 0 | 0 | 0 | 0 | 0 | 0 | 0 | 0 | 0 | 0 | 0 | 0 | 0 | 0 | 0 | 0 | 0
|  | Asset 9 | [5 empty] | 0 | 0 | 0 | 0 | 0 | 0 | 0 | 0 | 0 | 0 | 0 | 0 | 0 | 0 | 0 | 0 | 0 | 0 | 0 | 0 | 0 | 0 | 0 | 0
|  | Asset 10 | [5 empty] | 0 | 0 | 0 | 0 | 0 | 0 | 0 | 0 | 0 | 0 | 0 | 0 | 0 | 0 | 0 | 0 | 0 | 0 | 0 | 0 | 0 | 0 | 0 | 0
| Total Depreciation Expense | [6 empty] | 2186.5154 | 5247.637 | 5247.637 | 5247.637 | 5317.0071 | 5414.1251 | 5414.1251 | 5414.1251 | 5414.1251 | 5414.1251 | 5414.1251 | 5414.1251 | 5442.185 | 5481.4689 | 5481.4689 | 3294.9535 | 570.486 | 1041.8016 | 1041.8016 | 1041.8016 | 944.3716 | 807.9697 | 807.9697 | 807.9697
Capitalized Construction Interest/Intangibles
|  | Funding 1 | [5 empty] | 0 | 0 | 0 | 0 | 0 | 0 | 0 | 0 | 0 | 0 | 0 | 0 | 0 | 0 | 0 | 0 | 0 | 0 | 0 | 0 | 0 | 0 | 0 | 0
|  | Funding 2 | [5 empty] | 0 | 0 | 0 | 0 | 0 | 0 | 0 | 0 | 0 | 0 | 0 | 0 | 0 | 0 | 0 | 0 | 0 | 0 | 0 | 0 | 0 | 0 | 0 | 0
| Total Amortization of Capitalized Interest | [6 empty] | 0 | 0 | 0 | 0 | 0 | 0 | 0 | 0 | 0 | 0 | 0 | 0 | 0 | 0 | 0 | 0 | 0 | 0 | 0 | 0 | 0 | 0 | 0 | 0
Total Book Depreciation/Amortization Expense | [7 empty] | 2186.5154 | 5247.637 | 5247.637 | 5247.637 | 5317.0071 | 5414.1251 | 5414.1251 | 5414.1251 | 5414.1251 | 5414.1251 | 5414.1251 | 5414.1251 | 5442.185 | 5481.4689 | 5481.4689 | 3294.9535 | 570.486 | 1041.8016 | 1041.8016 | 1041.8016 | 944.3716 | 807.9697 | 807.9697 | 807.9697
chk: | -5083.0555
Scheduled Depreciation Expense - Tax | [5 empty] | 20 yrs MACRS (1/2 yr.) |  | 3.75% | 7.219% | 6.677% | 6.177% | 5.713% | 5.285% | 4.888% | 4.522% | 4.462% | 4.461% | 4.462% | 4.461% | 4.462% | 4.461% | 4.462% | 4.461% | 4.462% | 4.461% | 4.462% | 4.461% | 2.231% | 0% | 0% | 0%
Depreciable Assets |  | Purchase Price | [5 empty] | 3277.976 | 7541.5014 | 6766.8202 | 6090.1382 | 5481.1243 | 4946.5641 | 4635.2815 | 4635.2815 | 4635.2815 | 4648.0158 | 4635.2815 | 4635.2815 | 4635.2815 | 4648.0158 | 4635.2815 | 2648.7323 | 0 | 0 | 0 | 0 | 0 | 0 | 0 | 0
|  | Partial Overhaul 1 | [5 empty] | 0 | 0 | 0 | 0 | 103.998 | 230.1042 | 186.3435 | 151.4041 | 143.3099 | 143.7036 | 143.3157 | 143.3157 | 82.6821 | 0 | 0 | 0 | 0 | 0 | 0 | 0 | 0 | 0 | 0 | 0
|  | Complete Overhaul 1 | [5 empty] | 0 | 0 | 0 | 0 | 0 | 0 | 0 | 0 | 360.0948 | 796.7393 | 645.2172 | 524.2389 | 496.2126 | 497.5758 | 496.2328 | 496.2328 | 286.2881 | 0 | 0 | 0 | 0 | 0 | 0 | 0
|  | Partial Overhaul 2 | [5 empty] | 0 | 0 | 0 | 0 | 0 | 0 | 0 | 0 | 0 | 0 | 0 | 0 | 146.0649 | 323.1805 | 261.7188 | 212.6465 | 201.2782 | 201.8312 | 201.2864 | 201.2864 | 116.1268 | 0 | 0 | 0
|  | Complete Overhaul 2 | [5 empty] | 0 | 0 | 0 | 0 | 0 | 0 | 0 | 0 | 0 | 0 | 0 | 0 | 0 | 0 | 0 | 0 | 504.7044 | 1116.6999 | 904.3284 | 734.7668 | 695.4855 | 697.3961 | 695.5137 | 695.5137
|  | Contract Buy-Out | [5 empty] | 0 | 0 | 0 | 0 | 0 | 0 | 0 | 0 | 0 | 0 | 0 | 0 | 0 | 0 | 0 | 0 | 0 | 0 | 0 | 0 | 0 | 0 | 0 | 0
|  | Asset 6 | [5 empty] | 0 | 0 | 0 | 0 | 0 | 0 | 0 | 0 | 0 | 0 | 0 | 0 | 0 | 0 | 0 | 0 | 0 | 0 | 0 | 0 | 0 | 0 | 0 | 0
|  | Asset 8 | [5 empty] | 0 | 0 | 0 | 0 | 0 | 0 | 0 | 0 | 0 | 0 | 0 | 0 | 0 | 0 | 0 | 0 | 0 | 0 | 0 | 0 | 0 | 0 | 0 | 0
|  | Asset 9 | [5 empty] | 0 | 0 | 0 | 0 | 0 | 0 | 0 | 0 | 0 | 0 | 0 | 0 | 0 | 0 | 0 | 0 | 0 | 0 | 0 | 0 | 0 | 0 | 0 | 0
|  | Asset 10 | [5 empty] | 0 | 0 | 0 | 0 | 0 | 0 | 0 | 0 | 0 | 0 | 0 | 0 | 0 | 0 | 0 | 0 | 0 | 0 | 0 | 0 | 0 | 0 | 0 | 0
| Total Depreciation Expense | [6 empty] | 3277.976 | 7541.5014 | 6766.8202 | 6090.1382 | 5585.1224 | 5176.6683 | 4821.625 | 4786.6856 | 5138.6861 | 5588.4586 | 5423.8144 | 5302.8361 | 5360.2411 | 5468.7721 | 5393.233 | 3357.6116 | 992.2707 | 1318.5311 | 1105.6148 | 936.0532 | 811.6122 | 697.3961 | 695.5137 | 695.5137
Capitalized Construction Interest/Intangibles
|  | Funding 1 | [5 empty] | 0 | 0 | 0 | 0 | 0 | 0 | 0 | 0 | 0 | 0 | 0 | 0 | 0 | 0 | 0 | 0 | 0 | 0 | 0 | 0 | 0 | 0 | 0 | 0
|  | Funding 2 | [5 empty] | 0 | 0 | 0 | 0 | 0 | 0 | 0 | 0 | 0 | 0 | 0 | 0 | 0 | 0 | 0 | 0 | 0 | 0 | 0 | 0 | 0 | 0 | 0 | 0
| Total Amortization of Capitalized Interest | [6 empty] | 0 | 0 | 0 | 0 | 0 | 0 | 0 | 0 | 0 | 0 | 0 | 0 | 0 | 0 | 0 | 0 | 0 | 0 | 0 | 0 | 0 | 0 | 0 | 0
Total Tax Depreciation/Amortization Expense | [7 empty] | 3277.976 | 7541.5014 | 6766.8202 | 6090.1382 | 5585.1224 | 5176.6683 | 4821.625 | 4786.6856 | 5138.6861 | 5588.4586 | 5423.8144 | 5302.8361 | 5360.2411 | 5468.7721 | 5393.233 | 3357.6116 | 992.2707 | 1318.5311 | 1105.6148 | 936.0532 | 811.6122 | 697.3961 | 695.5137 | 695.5137
chk: | -659.9171
Fixed Asset Summary | [7 empty] | 1999-12-31 | 2000 | 2001 | 2002 | 2003 | 2004 | 2005 | 2006 | 2007 | 2008 | 2009 | 2010 | 2011 | 2012 | 2013 | 2014 | 2015 | 2016 | 2017 | 2018 | 2019 | 2020 | 2021 | 2022
| Depreciable Assets | [5 empty] | 78714.5555 | 0 | 0 | 0 | 0 | 1331.9046 | 0 | 0 | 0 | 4611.7398 | 0 | 0 | 0 | 1870.6553 | 0 | 0 | 0 | 6463.7575 | 0 | 0 | 0 | 0 | 0 | 0 | 0
| Capitalized Costs | [5 empty] | 0 | 0 | 0 | 0 | 0 | 0 | 0 | 0 | 0 | 0 | 0 | 0 | 0 | 0 | 0 | 0 | 0 | 0 | 0 | 0 | 0 | 0 | 0 | 0 | 0
| Land | [5 empty] | 0 | 0 | 0 | 0 | 0 | 0 | 0 | 0 | 0 | 0 | 0 | 0 | 0 | 0 | 0 | 0 | 0 | 0 | 0 | 0 | 0 | 0 | 0 | 0 | 0
| Total Capital Expenditures |  |  | 0 | 0 | 0 | 78714.5555 | 0 | 0 | 0 | 0 | 1331.9046 | 0 | 0 | 0 | 4611.7398 | 0 | 0 | 0 | 1870.6553 | 0 | 0 | 0 | 6463.7575 | 0 | 0 | 0 | 0 | 0 | 0 | 0
Depreciation and Amortization Expense - Book
| Depreciation Expense - Pre-Transaction Assets |  |  | 0 | 0 | 0 | 0 | 0 | 0 | 0 | 0 | 0 | 0 | 0 | 0 | 0 | 0 | 0 | 0 | 0 | 0 | 0 | 0 | 0 | 0 | 0 | 0 | 0 | 0 | 0 | 0
| Add: Book Depreciation Expense - Transaction Assets | [6 empty] | 2186.5154 | 5247.637 | 5247.637 | 5247.637 | 5317.0071 | 5414.1251 | 5414.1251 | 5414.1251 | 5414.1251 | 5414.1251 | 5414.1251 | 5414.1251 | 5442.185 | 5481.4689 | 5481.4689 | 3294.9535 | 570.486 | 1041.8016 | 1041.8016 | 1041.8016 | 944.3716 | 807.9697 | 807.9697 | 807.9697
| Total Depreciation Expense - Book |  |  | 0 | 0 | 0 | 0 | 2186.5154 | 5247.637 | 5247.637 | 5247.637 | 5317.0071 | 5414.1251 | 5414.1251 | 5414.1251 | 5414.1251 | 5414.1251 | 5414.1251 | 5414.1251 | 5442.185 | 5481.4689 | 5481.4689 | 3294.9535 | 570.486 | 1041.8016 | 1041.8016 | 1041.8016 | 944.3716 | 807.9697 | 807.9697 | 807.9697
| Amortization of Capitalized Costs - Book | [6 empty] | 0 | 0 | 0 | 0 | 0 | 0 | 0 | 0 | 0 | 0 | 0 | 0 | 0 | 0 | 0 | 0 | 0 | 0 | 0 | 0 | 0 | 0 | 0 | 0
Depreciation and Amortization Expense - Tax
| Depreciation Expense - Pre-Transaction Assets |  |  | 0 | 0 | 0 | 0 | 0 | 0 | 0 | 0 | 0 | 0 | 0 | 0 | 0 | 0 | 0 | 0 | 0 | 0 | 0 | 0 | 0 | 0 | 0 | 0 | 0 | 0 | 0 | 0
| Add: Book Depreciation Expense - Transaction Assets | [6 empty] | 3277.976 | 7541.5014 | 6766.8202 | 6090.1382 | 5585.1224 | 5176.6683 | 4821.625 | 4786.6856 | 5138.6861 | 5588.4586 | 5423.8144 | 5302.8361 | 5360.2411 | 5468.7721 | 5393.233 | 3357.6116 | 992.2707 | 1318.5311 | 1105.6148 | 936.0532 | 811.6122 | 697.3961 | 695.5137 | 695.5137
| Net Depreciation Expense - Tax |  |  | 0 | 0 | 0 | 0 | 3277.976 | 7541.5014 | 6766.8202 | 6090.1382 | 5585.1224 | 5176.6683 | 4821.625 | 4786.6856 | 5138.6861 | 5588.4586 | 5423.8144 | 5302.8361 | 5360.2411 | 5468.7721 | 5393.233 | 3357.6116 | 992.2707 | 1318.5311 | 1105.6148 | 936.0532 | 811.6122 | 697.3961 | 695.5137 | 695.5137
| Amortization of Capitalized Costs - Tax | [6 empty] | 0 | 0 | 0 | 0 | 0 | 0 | 0 | 0 | 0 | 0 | 0 | 0 | 0 | 0 | 0 | 0 | 0 | 0 | 0 | 0 | 0 | 0 | 0 | 0
MACROECONOMIC DATA
[7 empty] | 1 | 1 | 1.03 | 1.0609 | 1.0927 | 1.1255 | 1.1593 | 1.1941 | 1.2299 | 1.2668 | 1.3048 | 1.3439 | 1.3842 | 1.4258 | 1.4685 | 1.5126 | 1.558 | 1.6047 | 1.6528 | 1.7024 | 1.7535 | 1.8061 | 1.8603 | 1.9161 | 1.9736
Escalation Factors - Dollars | [7 empty] | 1999-12-31 | 2000 | 2001 | 2002 | 2003 | 2004 | 2005 | 2006 | 2007 | 2008 | 2009 | 2010 | 2011 | 2012 | 2013 | 2014 | 2015 | 2016 | 2017 | 2018 | 2019 | 2020 | 2021 | 2022
[7 empty] | 1999 | 1999 | 2000 | 2001 | 2002 | 2003 | 2004 | 2005 | 2006 | 2007 | 2008 | 2009 | 2010 | 2011 | 2012 | 2013 | 2014 | 2015 | 2016 | 2017 | 2018 | 2019 | 2020 | 2021 | 2022
(1) | Input Scenario | [6 empty] | 2.676% | 3% | 3% | 3% | 3% | 3% | 3% | 3% | 3% | 3% | 3% | 3% | 3% | 3% | 3% | 3% | 3% | 3% | 3% | 3% | 3% | 3% | 3% | 3%
| Inflation Rate | [6 empty] | 2.676% | 3% | 3% | 3% | 3% | 3% | 3% | 3% | 3% | 3% | 3% | 3% | 3% | 3% | 3% | 3% | 3% | 3% | 3% | 3% | 3% | 3% | 3% | 3%
| Cumulative index equivalent | [6 empty] | 1.0268 | 1.0576 | 1.0893 | 1.122 | 1.1556 | 1.1903 | 1.226 | 1.2628 | 1.3007 | 1.3397 | 1.3799 | 1.4213 | 1.4639 | 1.5078 | 1.5531 | 1.5997 | 1.6477 | 1.6971 | 1.748 | 1.8004 | 1.8544 | 1.9101 | 1.9674 | 2.0264
| Cumulative 80% index equivalent | [6 empty] | 1.0214 | 1.0459 | 1.071 | 1.0967 | 1.1231 | 1.15 | 1.1776 | 1.2059 | 1.2348 | 1.2644 | 1.2948 | 1.3259 | 1.3577 | 1.3903 | 1.4236 | 1.4578 | 1.4928 | 1.5286 | 1.5653 | 1.6029 | 1.6413 | 1.6807 | 1.7211 | 1.7624
Other Currency Information
| Second currency name: |  | Reis
Reis Exchange Rate
(1) | Input Scenario
| Exchange rate: Reis/USD |  |  | 1 | 1 | 1 | bar: 1999 to 2022 2022
| Dollar Value of Reis |  |  | 1 | 1 | 1 | bar: 1999 to 2022 2022
Reis Escalation Factors
(1) | Input Scenario | Distribution | Normal
Inflation Rate | bar: 1999 to 2022 2022
Cumulative index equivalent | bar: 1999 to 2022 2022
NPC CONTRACTED REVENUES
Output Pricing | [7 empty] | 1999-12-31 | 2000 | 2001 | 2002 | 2003 | 2004 | 2005 | 2006 | 2007 | 2008 | 2009 | 2010 | 2011 | 2012 | 2013 | 2014 | 2015 | 2016 | 2017 | 2018 | 2019 | 2020 | 2021 | 2022
| Currency (USD-1, Reis-2) |  | 1
| Escalation Scenario (1 Flat, 2 esc) |  | 1
| Beginning Price |  | 0 |  |  | Input Price |  | 0 | 0 | 0 | 0 | 0 | 0 | 0 | 0 | 0 | 0 | 0 | 0 | 0 | 0 | 0 | 0 | 0 | 0 | 0 | 0 | 0 | 0 | 0 | 0
[6 empty] | Adustments |  | 0 | #NAME? | #NAME? | #NAME? | #NAME? | #NAME? | #NAME? | #NAME? | #NAME? | #NAME? | #NAME? | #NAME? | #NAME? | #NAME? | #NAME? | #NAME? | #NAME? | #NAME? | #NAME? | #NAME? | #NAME? | #NAME? | #NAME? | #NAME?
[6 empty] | Adustments |  | 0 | 0 | 0 | 0 | 0 | 0 | 0 | 0 | 0 | 0 | 0 | 0 | 0 | 0 | 0 | 0 | 0 | 0 | 0 | 0 | 0 | 0 | 0 | 0
[6 empty] | Adustments |  | 0 | 0 | 0 | 0 | 0 | 0 | 0 | 0 | 0 | 0 | 0 | 0 | 0 | 0 | 0 | 0 | 0 | 0 | 0 | 0 | 0 | 0 | 0 | 0
[6 empty] | Adustments |  | 0 | 0 | 0 | 0 | 0 | 0 | 0 | 0 | 0 | 0 | 0 | 0 | 0 | 0 | 0 | 0 | 0 | 0 | 0 | 0 | 0 | 0 | 0 | 0
[6 empty] | Total Price |  | 0 | #NAME? | #NAME? | #NAME? | #NAME? | #NAME? | #NAME? | #NAME? | #NAME? | #NAME? | #NAME? | #NAME? | #NAME? | #NAME? | #NAME? | #NAME? | #NAME? | #NAME? | #NAME? | #NAME? | #NAME? | #NAME? | #NAME? | #NAME?
[6 empty] | Price in USD |  | 0 | #NAME? | #NAME? | #NAME? | #NAME? | #NAME? | #NAME? | #NAME? | #NAME? | #NAME? | #NAME? | #NAME? | #NAME? | #NAME? | #NAME? | #NAME? | #NAME? | #NAME? | #NAME? | #NAME? | #NAME? | #NAME? | #NAME? | #NAME?
Output Sales | [7 empty] | 1999-12-31 | 2000 | 2001 | 2002 | 2003 | 2004 | 2005 | 2006 | 2007 | 2008 | 2009 | 2010 | 2011 | 2012 | 2013 | 2014 | 2015 | 2016 | 2017 | 2018 | 2019 | 2020 | 2021 | 2022
[5 empty] | Sales |  |  | 0 | #NAME? | #NAME? | #NAME? | #NAME? | #NAME? | #NAME? | #NAME? | #NAME? | #NAME? | #NAME? | #NAME? | #NAME? | #NAME? | #NAME? | #NAME? | #NAME? | #NAME? | #NAME? | #NAME? | #NAME? | #NAME? | #NAME? | #NAME?
[5 empty] | Price |  |  | 0 | #NAME? | #NAME? | #NAME? | #NAME? | #NAME? | #NAME? | #NAME? | #NAME? | #NAME? | #NAME? | #NAME? | #NAME? | #NAME? | #NAME? | #NAME? | #NAME? | #NAME? | #NAME? | #NAME? | #NAME? | #NAME? | #NAME? | #NAME?
[5 empty] | Total Output 1 Revenue |  |  | 0 | #NAME? | #NAME? | #NAME? | #NAME? | #NAME? | #NAME? | #NAME? | #NAME? | #NAME? | #NAME? | #NAME? | #NAME? | #NAME? | #NAME? | #NAME? | #NAME? | #NAME? | #NAME? | #NAME? | #NAME? | #NAME? | #NAME? | #NAME?
#NAME?
MERCHANT MARKET SALES
Output Pricing
| Currency (USD-1, Reis-2) |  | 1
| Escalation Scenario (1 Flat, 2 esc) |  | 1
| Beginning Price |  | 0 |  |  | Input Price |  | 0 | 0 | 0 | 0 | 0 | 0 | 0 | 0 | 0 | 0 | 0 | 0 | 0 | 0 | 0 | 0 | 0 | 0 | 0 | 0 | 0 | 0 | 0 | 0
[6 empty] | Adustments |  | 0 | 72.4299 | 59.8233 | 47.6992 | 40.0637 | 36.8257 | 39.3387 | 39.7719 | 41.5344 | 42.5271 | 44.0288 | 44.2983 | 45.4564 | 46.3697 | 47.6078 | 48.2579 | 49.8231 | 50.9958 | 51.5202 | 51.642 | 53.8459 | 53.842 | 55.4577 | 56.2069
[6 empty] | Adustments |  | 0 | 0 | 0 | 0 | 0 | 0 | 0 | 0 | 0 | 0 | 0 | 0 | 0 | 0 | 0 | 0 | 0 | 0 | 0 | 0 | 0 | 0 | 0 | 0
[6 empty] | Adustments |  | 0 | 0 | 0 | 0 | 0 | 0 | 0 | 0 | 0 | 0 | 0 | 0 | 0 | 0 | 0 | 0 | 0 | 0 | 0 | 0 | 0 | 0 | 0 | 0
[6 empty] | Adustments |  | 0 | 0 | 0 | 0 | 0 | 0 | 0 | 0 | 0 | 0 | 0 | 0 | 0 | 0 | 0 | 0 | 0 | 0 | 0 | 0 | 0 | 0 | 0 | 0
[6 empty] | Total Price |  | 0 | 72.4299 | 59.8233 | 47.6992 | 40.0637 | 36.8257 | 39.3387 | 39.7719 | 41.5344 | 42.5271 | 44.0288 | 44.2983 | 45.4564 | 46.3697 | 47.6078 | 48.2579 | 49.8231 | 50.9958 | 51.5202 | 51.642 | 53.8459 | 53.842 | 55.4577 | 56.2069
[6 empty] | Price in USD |  | 0 | 72.4299 | 59.8233 | 47.6992 | 40.0637 | 36.8257 | 39.3387 | 39.7719 | 41.5344 | 42.5271 | 44.0288 | 44.2983 | 45.4564 | 46.3697 | 47.6078 | 48.2579 | 49.8231 | 50.9958 | 51.5202 | 51.642 | 53.8459 | 53.842 | 55.4577 | 56.2069
Output Sales | [7 empty] | 1999-12-31 | 2000 | 2001 | 2002 | 2003 | 2004 | 2005 | 2006 | 2007 | 2008 | 2009 | 2010 | 2011 | 2012 | 2013 | 2014 | 2015 | 2016 | 2017 | 2018 | 2019 | 2020 | 2021 | 2022
[5 empty] | Option Value |  |  | 0 | 0 | 0 | 0 | 0 | 0 | 0 | 0 | 0 | 0 | 0 | 0 | 0 | 0 | 0 | 0 | 0 | 0 | 0 | 0 | 0 | 0 | 0 | 0
[5 empty] | Sales |  |  | 0 | 67.4797 | 126.2164 | 119.6806 | 113.025 | 104.3334 | 90.3892 | 98.7729 | 99.731 | 103.1015 | 98.6531 | 101.9552 | 98.482 | 98.8413 | 97.1988 | 97.5068 | 97.5068 | 97.2501 | 97.1646 | 96.5144 | 96.5144 | 97.2159 | 95.676 | 20.8906
[5 empty] | Price |  |  | 0 | 72.4299 | 59.8233 | 47.6992 | 40.0637 | 36.8257 | 39.3387 | 39.7719 | 41.5344 | 42.5271 | 44.0288 | 44.2983 | 45.4564 | 46.3697 | 47.6078 | 48.2579 | 49.8231 | 50.9958 | 51.5202 | 51.642 | 53.8459 | 53.842 | 55.4577 | 56.2069
[5 empty] | Total Output 2 Revenue |  |  | 0 | 4887.543 | 7550.6875 | 5708.6692 | 4528.2006 | 3842.1521 | 3555.7924 | 3928.3867 | 4142.2691 | 4384.6115 | 4343.5772 | 4516.4396 | 4476.6383 | 4583.2385 | 4627.4191 | 4705.4709 | 4858.0886 | 4959.3493 | 5005.9426 | 4984.1927 | 5196.903 | 5234.3022 | 5305.9731 | 1174.1975
GREENHOUSE REVENUES
Output Pricing | [7 empty] | 1999 | 2000 | 2001 | 2002 | 2003 | 2004 | 2005 | 2006 | 2007 | 2008 | 2009 | 2010 | 2011 | 2012 | 2013 | 2014 | 2015 | 2016 | 2017 | 2018 | 2019 | 2020 | 2021 | 2022
| Currency (USD-1, Reis-2) |  | 1
| Escalation Scenario (1 Flat, 2 esc) |  | 1 | 2%
| Beginning Price |  | 0 |  |  | Fixed Price |  | 0 | 0 | 0 | 0 | 0 | 0 | 0 | 0 | 0 | 0 | 0 | 0 | 0 | 0 | 0 | 0 | 0 | 0 | 0 | 0 | 0 | 0 | 0 | 0
[6 empty] | Variable Price |  | 0 | 0 | 0 | 0 | 0 | 0 | 0 | 0 | 0 | 0 | 0 | 0 | 0 | 0 | 0 | 0 | 0 | 0 | 0 | 0 | 0 | 0 | 0 | 0
[6 empty] | Adustments |  | 0 | 0 | 0 | 0 | 0 | 0 | 0 | 0 | 0 | 0 | 0 | 0 | 0 | 0 | 0 | 0 | 0 | 0 | 0 | 0 | 0 | 0 | 0 | 0
[6 empty] | Adustments |  | 0 | 0 | 0 | 0 | 0 | 0 | 0 | 0 | 0 | 0 | 0 | 0 | 0 | 0 | 0 | 0 | 0 | 0 | 0 | 0 | 0 | 0 | 0 | 0
[6 empty] | Adustments |  | 0 | 0 | 0 | 0 | 0 | 0 | 0 | 0 | 0 | 0 | 0 | 0 | 0 | 0 | 0 | 0 | 0 | 0 | 0 | 0 | 0 | 0 | 0 | 0
Output Sales
[5 empty] | Thermal Volumes (mmbtu) |  |  | 21.6667 | 65 | 65 | 65 | 65 | 65 | 65 | 65 | 65 | 65 | 65 | 65 | 65 | 65 | 65 | 65 | 65 | 65 | 65 | 65 | 65 | 65 | 65 | 65
[5 empty] | Thermal Sales |  |  | 0 | 0 | 0 | 0 | 0 | 0 | 0 | 0 | 0 | 0 | 0 | 0 | 0 | 0 | 0 | 0 | 0 | 0 | 0 | 0 | 0 | 0 | 0 | 0
[5 empty] | Produce Sales |  |  | 0 | 0 | 0 | 0 | 0 | 0 | 0 | 0 | 0 | 0 | 0 | 0 | 0 | 0 | 0 | 0 | 0 | 0 | 0 | 0 | 0 | 0 | 0 | 0
[5 empty] | Site Lease |  |  | 0 | 0 | 0 | 0 | 0 | 0 | 0 | 0 | 0 | 0 | 0 | 0 | 0 | 0 | 0 | 0 | 0 | 0 | 0 | 0 | 0 | 0 | 0 | 0
[5 empty] | Tomato Profit Sharing |  |  | 0 | 0 | 0 | 0 | 0 | 0 | 0 | 0 | 0 | 0 | 0 | 0 | 0 | 0 | 0 | 0 | 0 | 0 | 0 | 0 | 0 | 0 | 0 | 0
[5 empty] | Total Output 3 Revenue |  |  | 0 | 0 | 0 | 0 | 0 | 0 | 0 | 0 | 0 | 0 | 0 | 0 | 0 | 0 | 0 | 0 | 0 | 0 | 0 | 0 | 0 | 0 | 0 | 0
Fuel Contract Transfer Payment | [7 empty] | 0 | 0 | 0 | 0 | 0 | 0 | 0 | 0 | 0 | 0 | 0 | 0 | 0 | 0 | 0 | 0 | 0 | 0 | 0 | 0 | 0 | 0 | 0 | 0
Additional Revenues:
[5 empty] | Lease Revenues (LV Cogen II) |  |  |  | 0 | 0 | 0 | 0 | 0 | 0 | 0 | 0 | 0 | 0 | 0 | 0 | 0 | 0 | 0 | 0 | 0 | 0 | 0 | 0 | 0 | 0 | 0
[5 empty] | O&M Revenues (LV Cogen) |  |  |  | 0 | 0 | 0 | 0 | 0 | 0 | 0 | 0 | 0 | 0 | 0 | 0 | 0 | 0 | 0 | 0 | 0 | 0 | 0 | 0 | 0 | 0 | 0
[9 empty] | 0 | 0 | 0 | 0 | 0 | 0 | 0 | 0 | 0 | 0 | 0 | 0 | 0 | 0 | 0 | 0 | 0 | 0 | 0 | 0 | 0 | 0 | 0
Monetization Revenues
Total Sales Revenue |  |  |  | 0 | 0 | 0 | 0 | 0 | #NAME? | #NAME? | #NAME? | #NAME? | #NAME? | #NAME? | #NAME? | #NAME? | #NAME? | #NAME? | #NAME? | #NAME? | #NAME? | #NAME? | #NAME? | #NAME? | #NAME? | #NAME? | #NAME? | #NAME? | #NAME? | #NAME? | #NAME?
Cost of Sales | [7 empty] | 1999-12-31 | 2000 | 2001 | 2002 | 2003 | 2004 | 2005 | 2006 | 2007 | 2008 | 2009 | 2010 | 2011 | 2012 | 2013 | 2014 | 2015 | 2016 | 2017 | 2018 | 2019 | 2020 | 2021 | 2022
Gas Costs |  |  |  | Costs vary with |  |  | MMBTU | 0 | 2105.1705 | 2575.6895 | 2531.2317 | 2484.2737 | 2412.3711 | 2300.9699 | 2372.9725 | 2382.4491 | 2387.3078 | 2354.9655 | 2388.8535 | 2367.3076 | 2368.3904 | 2355.5469 | 2362.7817 | 2364.4279 | 2340.7386 | 2343.0526 | 2345.2589 | 2352.6593 | 2370.1854 | 2360.6869 | 1761.8667
|  |  |  | Amount per MMBTU |  |  |  | 0 | 2.8665 | 2.6666 | 2.5966 | 2.5795 | 2.5959 | 2.6069 | 2.6361 | 2.6594 | 2.68 | 2.6996 | 3.1285 | 3.4398 | 3.5205 | 3.5973 | 3.6689 | 3.7316 | 3.7986 | 3.8758 | 3.9555 | 4.0502 | 4.157 | 4.2586 | 4.7653
|  |  |  | Currency (USD-1, Reis-2) |  |  | 1
|  |  |  | Escalation Scenario (1 Flat, 2 esc) |  |  | 1
|  | Totals in USD | [5 empty] | 0 | 6034.4401 | 6868.2947 | 6572.7077 | 6408.0991 | 6262.342 | 5998.3838 | 6255.452 | 6335.9667 | 6398.0727 | 6357.3663 | 7473.5727 | 8143.1802 | 8337.8089 | 8473.7178 | 8668.852 | 8823.0557 | 8891.5302 | 9081.1561 | 9276.5682 | 9528.754 | 9852.7898 | 10053.2247 | 8395.8436
Gas Transport |  |  |  | Costs vary with |  |  | MWH | 0 | 271.5963 | 329.7568 | 323.221 | 316.5654 | 308.4501 | 293.9296 | 302.3133 | 303.2714 | 307.2182 | 302.1935 | 305.4956 | 302.0224 | 302.9579 | 300.7392 | 301.0472 | 301.0472 | 301.3667 | 300.705 | 300.0548 | 300.0548 | 301.3325 | 299.2164 | 224.431
|  |  |  | Amount per MWH |  |  |  | 0 | #NAME? | #NAME? | #NAME? | #NAME? | #NAME? | #NAME? | #NAME? | #NAME? | #NAME? | #NAME? | #NAME? | #NAME? | #NAME? | #NAME? | #NAME? | #NAME? | #NAME? | #NAME? | #NAME? | #NAME? | #NAME? | #NAME? | #NAME?
|  |  |  | Currency (USD-1, Reis-2) |  |  | 1
|  |  |  | Escalation Scenario (1 Flat, 2 esc) |  |  | 1
|  | Totals in USD | [5 empty] | 0 | #NAME? | #NAME? | #NAME? | #NAME? | #NAME? | #NAME? | #NAME? | #NAME? | #NAME? | #NAME? | #NAME? | #NAME? | #NAME? | #NAME? | #NAME? | #NAME? | #NAME? | #NAME? | #NAME? | #NAME? | #NAME? | #NAME? | #NAME?
Purchased Power |  |  |  | Costs vary with |  |  | MWH | 0 | #NAME? | #NAME? | #NAME? | #NAME? | #NAME? | #NAME? | #NAME? | #NAME? | #NAME? | #NAME? | #NAME? | #NAME? | #NAME? | #NAME? | #NAME? | #NAME? | #NAME? | #NAME? | #NAME? | #NAME? | #NAME? | #NAME? | #NAME?
|  |  |  | Amount per MWH |  |  |  | 0 | #NAME? | #NAME? | #NAME? | #NAME? | #NAME? | #NAME? | #NAME? | #NAME? | #NAME? | #NAME? | #NAME? | #NAME? | #NAME? | #NAME? | #NAME? | #NAME? | #NAME? | #NAME? | #NAME? | #NAME? | #NAME? | #NAME? | #NAME?
|  |  |  | Currency (USD-1, Reis-2) |  |  | 1
|  |  |  | Escalation Scenario (1 Flat, 2 esc) |  |  | 1
|  | Totals in USD | [5 empty] | 0 | #NAME? | #NAME? | #NAME? | #NAME? | #NAME? | #NAME? | #NAME? | #NAME? | #NAME? | #NAME? | #NAME? | #NAME? | #NAME? | #NAME? | #NAME? | #NAME? | #NAME? | #NAME? | #NAME? | #NAME? | #NAME? | #NAME? | #NAME?
Market Sales Wheeling Charge
|  | Totals in USD | [5 empty] | 0 | 374.6624 | 721.8055 | 704.9615 | 293.8845 | 279.4234 | 249.3407 | 280.6411 | 291.8643 | 310.7802 | 306.2923 | 326.0409 | 324.3819 | 335.3324 | 339.6527 | 350.9508 | 361.4793 | 371.3437 | 382.1476 | 390.9782 | 402.7076 | 417.8036 | 423.5213 | 95.2491
Market Sales Sharing Expenses | [8 empty] | 2631.8174 | 526.8344 | 308.5785 | 264.3097 | 166.5362 | 274.0238 | 305.3345 | 338.2576 | 382.0059 | 392.2161 | 392.5364 | 400.8639 | 413.0176 | 426.2896 | 426.3932 | 467.982 | 492.1977 | 487.5262 | 469.9706 | 513.8202 | 490.1943 | 515.3118 | 91.8031
| Total Variable Production Costs | [6 empty] | 0 | #NAME? | #NAME? | #NAME? | #NAME? | #NAME? | #NAME? | #NAME? | #NAME? | #NAME? | #NAME? | #NAME? | #NAME? | #NAME? | #NAME? | #NAME? | #NAME? | #NAME? | #NAME? | #NAME? | #NAME? | #NAME? | #NAME? | #NAME?
Fixed Cost |  | (If Enron runs plant to sell to Market increase fixed O&M to $2,000)
|  |  |  | Greenhouse Operating Costs |  |  | 1 |  | 0 | 0 | 0 | 0 | 0 | 0 | 0 | 0 | 0 | 0 | 0 | 0 | 0 | 0 | 0 | 0 | 0 | 0 | 0 | 0 | 0 | 0 | 0
|  |  |  | Amount |  |  | 0
|  |  |  | Currency (USD-1, Reis-2) |  |  | 1
|  |  |  | Escalation Scenario (1 Flat, 2 esc) |  |  | 1
|  | Totals in USD | [5 empty] | 0 | 3338.2039 | 3322.8999 | 3157.9401 | 3227.9408 | 3302.934 | 3374.1775 | 3450.5367 | 3529.1419 | 3613.0766 | 3693.357 | 3779.1055 | 3352.8771 | 2956.1443 | 3043.6625 | 3134.1602 | 3227.3533 | 3323.7205 | 3422.1499 | 3523.9214 | 3628.7246 | 3737.0878 | 3847.7906 | 3962.2424
| Total Fixed Production Costs | [6 empty] | 0 | 3338.2039 | 3322.8999 | 3157.9401 | 3227.9408 | 3302.934 | 3374.1775 | 3450.5367 | 3529.1419 | 3613.0766 | 3693.357 | 3779.1055 | 3352.8771 | 2956.1443 | 3043.6625 | 3134.1602 | 3227.3533 | 3323.7205 | 3422.1499 | 3523.9214 | 3628.7246 | 3737.0878 | 3847.7906 | 3962.2424
| Total Costs of Sales | [6 empty] | 0 | #NAME? | #NAME? | #NAME? | #NAME? | #NAME? | #NAME? | #NAME? | #NAME? | #NAME? | #NAME? | #NAME? | #NAME? | #NAME? | #NAME? | #NAME? | #NAME? | #NAME? | #NAME? | #NAME? | #NAME? | #NAME? | #NAME? | #NAME?
General & Admin | [7 empty] | 1999-12-31 | 2000 | 2001 | 2002 | 2003 | 2004 | 2005 | 2006 | 2007 | 2008 | 2009 | 2010 | 2011 | 2012 | 2013 | 2014 | 2015 | 2016 | 2017 | 2018 | 2019 | 2020 | 2021 | 2022
Variable Cost |  |  |  | Costs vary with |  |  | MWH | 0 | 0 | 0 | 0 | 0 | 0 | 0 | 0 | 0 | 0 | 0 | 0 | 0 | 0 | 0 | 0 | 0 | 0 | 0 | 0 | 0 | 0 | 0 | 0
|  |  |  | Amount per MWH |  |  | 0
|  |  |  | Currency (USD-1, Reis-2) |  |  | 1
|  |  |  | Escalation Scenario (1 Flat, 2 esc) |  |  | 1
|  | Totals in USD | [5 empty] | 0 | 0 | 0 | 0 | 0 | 0 | 0 | 0 | 0 | 0 | 0 | 0 | 0 | 0 | 0 | 0 | 0 | 0 | 0 | 0 | 0 | 0 | 0 | 0
| Total Variable Operating Expenses | [6 empty] | 0 | 0 | 0 | 0 | 0 | 0 | 0 | 0 | 0 | 0 | 0 | 0 | 0 | 0 | 0 | 0 | 0 | 0 | 0 | 0 | 0 | 0 | 0 | 0
Fixed Cost
|  |  |  | Amount |  |  | 639.9521
|  |  |  | Currency (USD-1, Reis-2) |  |  | 1
|  |  |  | Escalation Scenario (1 Flat, 2 esc) |  |  | 2
|  | Totals in USD | [5 empty] | 0 | 639.9521 | 622.9406 | 613.5482 | 605.4048 | 591.6039 | 585.3905 | 571.7104 | 575.3474 | 563.2334 | 547.4449 | 531.7415 | 527.089 | 511.4021 | 495.9592 | 489.5278 | 472.533 | 478.2397 | 484.4099 | 491.0075 | 498.5255 | 507.243 | 516.8358 | 527.2854
| Total Fixed Operating Expenses | [6 empty] | 0 | 639.9521 | 622.9406 | 613.5482 | 605.4048 | 591.6039 | 585.3905 | 571.7104 | 575.3474 | 563.2334 | 547.4449 | 531.7415 | 527.089 | 511.4021 | 495.9592 | 489.5278 | 472.533 | 478.2397 | 484.4099 | 491.0075 | 498.5255 | 507.243 | 516.8358 | 527.2854
| Total Operating Expenses |  |  | 0 | 0 | 0 | 0 | 0 | 639.9521 | 622.9406 | 613.5482 | 605.4048 | 591.6039 | 585.3905 | 571.7104 | 575.3474 | 563.2334 | 547.4449 | 531.7415 | 527.089 | 511.4021 | 495.9592 | 489.5278 | 472.533 | 478.2397 | 484.4099 | 491.0075 | 498.5255 | 507.243 | 516.8358 | 527.2854
SUMMARY INFORMATION | [7 empty] | 1999-12-31 | 2000 | 2001 | 2002 | 2003 | 2004 | 2005 | 2006 | 2007 | 2008 | 2009 | 2010 | 2011 | 2012 | 2013 | 2014 | 2015 | 2016 | 2017 | 2018 | 2019 | 2020 | 2021 | 2022
Revenues | [8 empty] | #NAME? | #NAME? | #NAME? | #NAME? | #NAME? | #NAME? | #NAME? | #NAME? | #NAME? | #NAME? | #NAME? | #NAME? | #NAME? | #NAME? | #NAME? | #NAME? | #NAME? | #NAME? | #NAME? | #NAME? | #NAME? | #NAME? | #NAME?
[9 empty] | 4887.543 | 7550.6875 | 5708.6692 | 4528.2006 | 3842.1521 | 3555.7924 | 3928.3867 | 4142.2691 | 4384.6115 | 4343.5772 | 4516.4396 | 4476.6383 | 4583.2385 | 4627.4191 | 4705.4709 | 4858.0886 | 4959.3493 | 5005.9426 | 4984.1927 | 5196.903 | 5234.3022 | 5305.9731 | 1174.1975
|  | Output Sales | [6 empty] | 0 | 0 | 0 | 0 | 0 | 0 | 0 | 0 | 0 | 0 | 0 | 0 | 0 | 0 | 0 | 0 | 0 | 0 | 0 | 0 | 0 | 0 | 0
[9 empty] | 0 | 0 | 0 | 0 | 0 | 0 | 0 | 0 | 0 | 0 | 0 | 0 | 0 | 0 | 0 | 0 | 0 | 0 | 0 | 0 | 0 | 0 | 0
[9 empty] | 0 | 0 | 0 | 0 | 0 | 0 | 0 | 0 | 0 | 0 | 0 | 0 | 0 | 0 | 0 | 0 | 0 | 0 | 0 | 0 | 0 | 0 | 0
[9 empty] | 0 | 0 | 0 | 0 | 0 | 0 | 0 | 0 | 0 | 0 | 0 | 0 | 0 | 0 | 0 | 0 | 0 | 0 | 0 | 0 | 0 | 0 | 0
|  | Total |  | 0 | 0 | 0 | 0 | 1845.5329 | #NAME? | #NAME? | #NAME? | #NAME? | #NAME? | #NAME? | #NAME? | #NAME? | #NAME? | #NAME? | #NAME? | #NAME? | #NAME? | #NAME? | #NAME? | #NAME? | #NAME? | #NAME? | #NAME? | #NAME? | #NAME? | #NAME? | #NAME?
Cost of Revenues
|  | Other Costs of Sales | [6 empty] | #NAME? | #NAME? | #NAME? | #NAME? | #NAME? | #NAME? | #NAME? | #NAME? | #NAME? | #NAME? | #NAME? | #NAME? | #NAME? | #NAME? | #NAME? | #NAME? | #NAME? | #NAME? | #NAME? | #NAME? | #NAME? | #NAME? | #NAME?
|  | Total Cost of Revenues |  | 0 | 0 | 0 | 0 | 0 | #NAME? | #NAME? | #NAME? | #NAME? | #NAME? | #NAME? | #NAME? | #NAME? | #NAME? | #NAME? | #NAME? | #NAME? | #NAME? | #NAME? | #NAME? | #NAME? | #NAME? | #NAME? | #NAME? | #NAME? | #NAME? | #NAME? | #NAME?
|  | Gross Margin |  | 0 | 0 | 0 | 0 | 1845.5329 | #NAME? | #NAME? | #NAME? | #NAME? | #NAME? | #NAME? | #NAME? | #NAME? | #NAME? | #NAME? | #NAME? | #NAME? | #NAME? | #NAME? | #NAME? | #NAME? | #NAME? | #NAME? | #NAME? | #NAME? | #NAME? | #NAME? | #NAME?
General & Admin |  |  |  | 0 | 0 | 0 | 0 |  | 639.9521 | 622.9406 | 613.5482 | 605.4048 | 591.6039 | 585.3905 | 571.7104 | 575.3474 | 563.2334 | 547.4449 | 531.7415 | 527.089 | 511.4021 | 495.9592 | 489.5278 | 472.533 | 478.2397 | 484.4099 | 491.0075 | 498.5255 | 507.243 | 516.8358 | 527.2854
|  | EBDIT |  | 0 | 0 | 0 | 0 | 1845.5329 | #NAME? | #NAME? | #NAME? | #NAME? | #NAME? | #NAME? | #NAME? | #NAME? | #NAME? | #NAME? | #NAME? | #NAME? | #NAME? | #NAME? | #NAME? | #NAME? | #NAME? | #NAME? | #NAME? | #NAME? | #NAME? | #NAME? | #NAME?
Data to Financing Section
| Revenues (excluding deferred PP revenue) |  |  | 0 | 0 | 0 | 0 | 1845.5329 | #NAME? | #NAME? | #NAME? | #NAME? | #NAME? | #NAME? | #NAME? | #NAME? | #NAME? | #NAME? | #NAME? | #NAME? | #NAME? | #NAME? | #NAME? | #NAME? | #NAME? | #NAME? | #NAME? | #NAME? | #NAME? | #NAME? | #NAME?
| Cost of Sales |  |  | 0 | 0 | 0 | 0 | 0 | #NAME? | #NAME? | #NAME? | #NAME? | #NAME? | #NAME? | #NAME? | #NAME? | #NAME? | #NAME? | #NAME? | #NAME? | #NAME? | #NAME? | #NAME? | #NAME? | #NAME? | #NAME? | #NAME? | #NAME? | #NAME? | #NAME? | #NAME?
| Cash Expenses |  |  | 0 | 0 | 0 | 0 | 0 | 639.9521 | 622.9406 | 613.5482 | 605.4048 | 591.6039 | 585.3905 | 571.7104 | 575.3474 | 563.2334 | 547.4449 | 531.7415 | 527.089 | 511.4021 | 495.9592 | 489.5278 | 472.533 | 478.2397 | 484.4099 | 491.0075 | 498.5255 | 507.243 | 516.8358 | 527.2854
| Capital Expenditures - Total | [5 empty] | 78714.5555 | 0 | 0 | 0 | 0 | 1331.9046 | 0 | 0 | 0 | 4611.7398 | 0 | 0 | 0 | 1870.6553 | 0 | 0 | 0 | 6463.7575 | 0 | 0 | 0 | 0 | 0 | 0 | 0
| Capital Expenditures - Land | [6 empty] | 0 | 0 | 0 | 0 | 0 | 0 | 0 | 0 | 0 | 0 | 0 | 0 | 0 | 0 | 0 | 0 | 0 | 0 | 0 | 0 | 0 | 0 | 0 | 0
| Capitalized Costs | [6 empty] | 0 | 0 | 0 | 0 | 0 | 0 | 0 | 0 | 0 | 0 | 0 | 0 | 0 | 0 | 0 | 0 | 0 | 0 | 0 | 0 | 0 | 0 | 0 | 0
| Depreciation Expense - Book |  |  | 0 | 0 | 0 | 0 | 2186.5154 | 5247.637 | 5247.637 | 5247.637 | 5317.0071 | 5414.1251 | 5414.1251 | 5414.1251 | 5414.1251 | 5414.1251 | 5414.1251 | 5414.1251 | 5442.185 | 5481.4689 | 5481.4689 | 3294.9535 | 570.486 | 1041.8016 | 1041.8016 | 1041.8016 | 944.3716 | 807.9697 | 807.9697 | 807.9697
| Depreciation Expense - Tax |  |  | 0 | 0 | 0 | 0 | 3277.976 | 7541.5014 | 6766.8202 | 6090.1382 | 5585.1224 | 5176.6683 | 4821.625 | 4786.6856 | 5138.6861 | 5588.4586 | 5423.8144 | 5302.8361 | 5360.2411 | 5468.7721 | 5393.233 | 3357.6116 | 992.2707 | 1318.5311 | 1105.6148 | 936.0532 | 811.6122 | 697.3961 | 695.5137 | 695.5137
| Amortization of Intangibles - Book |  |  | 0 | 0 | 0 | 0 | 0 | 0 | 0 | 0 | 0 | 0 | 0 | 0 | 0 | 0 | 0 | 0 | 0 | 0 | 0 | 0 | 0 | 0 | 0 | 0 | 0 | 0 | 0 | 0
Amortization of Intangibles - Tax
Data from Financing Section
|  |  |  | Fraction of year |  |  | 33.33%
|  |  |  | Units |  |  | 1000
West Coast Power LLP | [8 empty] | 2009: 2014-09-03 13:16
SCENARIO: |  | Base Case |  | ($ in | Thousands | ) |  |  | 2009: 41885.5527
|  |  |  | 1996-12-31 | 1997-12-31 | 1998-12-31 | 1999-08-01 | 1999-12-31 | 2000-12-31 | 2001-12-31 | 2002-12-31 | 2003-12-31 | 2004-12-31 | 2005-12-31 | 2006-12-31 | 2007-12-31 | 2008-12-31 | 2009-12-31 | 2010-12-31 | 2011-12-31 | 2012-12-31 | 2013-12-31 | 2014-12-31 | 2015-12-31 | 2016-12-31 | 2017-12-31 | 2018-12-31 | 2019-12-31 | 2020-12-31 | 2021-12-31 | 2022-12-31
INCOME STATEMENT:
Revenues |  |  |  | 0 | 0 | 0 | 0 | 1845.5329 | #NAME? | #NAME? | #NAME? | #NAME? | #NAME? | #NAME? | #NAME? | #NAME? | #NAME? | #NAME? | #NAME? | #NAME? | #NAME? | #NAME? | #NAME? | #NAME? | #NAME? | #NAME? | #NAME? | #NAME? | #NAME? | #NAME? | #NAME?
Total Cost of Revenues |  |  |  | 0 | 0 | 0 | 0 | 0 | #NAME? | #NAME? | #NAME? | #NAME? | #NAME? | #NAME? | #NAME? | #NAME? | #NAME? | #NAME? | #NAME? | #NAME? | #NAME? | #NAME? | #NAME? | #NAME? | #NAME? | #NAME? | #NAME? | #NAME? | #NAME? | #NAME? | #NAME?
Gross Profits |  |  |  | 0 | 0 | 0 | 0 | 1845.5329 | #NAME? | #NAME? | #NAME? | #NAME? | #NAME? | #NAME? | #NAME? | #NAME? | #NAME? | #NAME? | #NAME? | #NAME? | #NAME? | #NAME? | #NAME? | #NAME? | #NAME? | #NAME? | #NAME? | #NAME? | #NAME? | #NAME? | #NAME?
[34 empty] | KEY FINANCIAL DATA | 2000 | 2001 | 2002 | 2003 | 2004
General & Administrative |  |  |  | 0 | 0 | 0 | 0 | 0 | 639.9521 | 622.9406 | 613.5482 | 605.4048 | 591.6039 | 585.3905 | 571.7104 | 575.3474 | 563.2334 | 547.4449 | 531.7415 | 527.089 | 511.4021 | 495.9592 | 489.5278 | 472.533 | 478.2397 | 484.4099 | 491.0075 | 498.5255 | 507.243 | 516.8358 | 527.2854
EBDIT |  |  |  | 0 | 0 | 0 | 0 | 1845.5329 | #NAME? | #NAME? | #NAME? | #NAME? | #NAME? | #NAME? | #NAME? | #NAME? | #NAME? | #NAME? | #NAME? | #NAME? | #NAME? | #NAME? | #NAME? | #NAME? | #NAME? | #NAME? | #NAME? | #NAME? | #NAME? | #NAME? | #NAME? |  |  | Revenues | #NAME? | #NAME? | #NAME? | #NAME? | #NAME?
[34 empty] | Cost of Sales | #NAME? | #NAME? | #NAME? | #NAME? | #NAME?
Depreciation and Depletion |  |  |  | 0 | 0 | 0 | 0 | 2186.5154 | 5247.637 | 5247.637 | 5247.637 | 5317.0071 | 5414.1251 | 5414.1251 | 5414.1251 | 5414.1251 | 5414.1251 | 5414.1251 | 5414.1251 | 5442.185 | 5481.4689 | 5481.4689 | 3294.9535 | 570.486 | 1041.8016 | 1041.8016 | 1041.8016 | 944.3716 | 807.9697 | 807.9697 | 807.9697 |  |  | Gross Profits | #NAME? | #NAME? | #NAME? | #NAME? | #NAME?
Amortization - Transaction Fees |  |  |  | 0 | 0 | 0 | 0 | 51.6296 | 51.6296 | 51.6296 | 51.6296 | 51.6296 | 51.6296 | 51.6296 | 51.6296 | 51.6296 | 51.6296 | 51.6296 | 51.6296 | 51.6296 | 51.6296 | 51.6296 | 0 | 0 | 0 | 0 | 0 | 0 | 0 | 0 | 0
Amortization - Intangibles (from operating sheet) |  |  |  | 0 | 0 | 0 | 0 | 0 | 0 | 0 | 0 | 0 | 0 | 0 | 0 | 0 | 0 | 0 | 0 | 0 | 0 | 0 | 0 | 0 | 0 | 0 | 0 | 0 | 0 | 0 | 0 |  |  | DDA | 5299.2667 | 5299.2667 | 5299.2667 | 5368.6367 | 5465.7547
Subtotal - Depreciation, Depletion, Amortization |  |  |  | 0 | 0 | 0 | 0 | 2238.1451 | 5299.2667 | 5299.2667 | 5299.2667 | 5368.6367 | 5465.7547 | 5465.7547 | 5465.7547 | 5465.7547 | 5465.7547 | 5465.7547 | 5465.7547 | 5493.8147 | 5533.0986 | 5533.0986 | 3294.9535 | 570.486 | 1041.8016 | 1041.8016 | 1041.8016 | 944.3716 | 807.9697 | 807.9697 | 807.9697
[34 empty] | EBIT | #NAME? | #NAME? | #NAME? | #NAME? | #NAME?
EBIT |  |  |  | 0 | 0 | 0 | 0 | -392.6121 | #NAME? | #NAME? | #NAME? | #NAME? | #NAME? | #NAME? | #NAME? | #NAME? | #NAME? | #NAME? | #NAME? | #NAME? | #NAME? | #NAME? | #NAME? | #NAME? | #NAME? | #NAME? | #NAME? | #NAME? | #NAME? | #NAME? | #NAME?
[34 empty] | Net Income | #NAME? | #NAME? | #NAME? | #NAME? | #NAME?
Other Income:
Interest Income |  |  |  | 0 | 0 | 0 | 0 | 0 | 0 | 0 | 8.3244 | 8.3244 | 0 | 14.4117 | 86.4701 | 72.0584 | 0 | 0 | 11.6916 | 11.6916 | 0 | 20.1992 | 121.1955 | 100.9962 | 0 | 0 | 0 | 0 | 0 | 0 | 0 |  |  | Operating Cash Flow | #NAME? | #NAME? | #NAME? | #NAME? | #NAME?
Other Income (excluding interest income) |  |  |  | 0 | 0 | 0 | 0 | 0 | 0 | 0 | 0 | 0 | 0 | 0 | 0 | 0 | 0 | 0 | 0 | 0 | 0 | 0 | 0 | 0 | 0 | 0 | 0 | 0 | 0 | 0 | 0 |  |  | Cash Flow Available to Equity Holders | #NAME? | #NAME? | #NAME? | #NAME? | #NAME?
Total Other Income |  |  |  | 0 | 0 | 0 | 0 | 0 | 0 | 0 | 8.3244 | 8.3244 | 0 | 14.4117 | 86.4701 | 72.0584 | 0 | 0 | 11.6916 | 11.6916 | 0 | 20.1992 | 121.1955 | 100.9962 | 0 | 0 | 0 | 0 | 0 | 0 | 0
[34 empty] | Long Term Debt | #NAME? | #NAME? | #NAME? | #NAME? | #NAME?
Interest Expense: | [33 empty] | Pre-tax DSC Ratio | NA | NA | NA | NA | NA
Purchase Term Loan (Interest Calc on Avg Balance) | [7 empty] | 1454.5329 | #NAME? | #NAME? | #NAME? | #NAME? | #NAME? | #NAME? | #NAME? | #NAME? | #NAME? | #NAME? | #NAME? | #NAME? | #NAME? | #NAME? | #NAME? | #NAME? | #NAME? | #NAME? | #NAME? | #NAME? | #NAME? | #NAME? | #NAME?
Other Term Loan (Interest Calc on Avg. Balance) | [7 empty] | 0 | 0 | 0 | 0 | 0 | 0 | 0 | 0 | 0 | 0 | 0 | 0 | 0 | 0 | 0 | 0 | 0 | 0 | 0 | 0 | 0 | 0 | 0 | 0
Deficit Revolver | [7 empty] | 0 | #NAME? | #NAME? | #NAME? | #NAME? | #NAME? | #NAME? | #NAME? | #NAME? | #NAME? | #NAME? | #NAME? | #NAME? | #NAME? | #NAME? | #NAME? | #NAME? | #NAME? | #NAME? | #NAME? | #NAME? | #NAME? | #NAME? | #NAME?
Total Interest Expense |  |  |  | 0 | 0 | 0 | 0 | 1454.5329 | #NAME? | #NAME? | #NAME? | #NAME? | #NAME? | #NAME? | #NAME? | #NAME? | #NAME? | #NAME? | #NAME? | #NAME? | #NAME? | #NAME? | #NAME? | #NAME? | #NAME? | #NAME? | #NAME? | #NAME? | #NAME? | #NAME? | #NAME?
Income b/f Taxes and Gains |  |  |  | 0 | 0 | 0 | 0 | -1847.1451 | #NAME? | #NAME? | #NAME? | #NAME? | #NAME? | #NAME? | #NAME? | #NAME? | #NAME? | #NAME? | #NAME? | #NAME? | #NAME? | #NAME? | #NAME? | #NAME? | #NAME? | #NAME? | #NAME? | #NAME? | #NAME? | #NAME? | #NAME?
Gain on Sale of Assets |  |  |  | 0 | 0 | 0 | 0 | 0 | 0 | 0 | 0 | 0 | 0 | 0 | 0 | 0 | 0 | 0 | 0 | 0 | 0 | 0 | 0 | 0 | 0 | 0 | 0 | 0 | 0 | 0 | 0
Gross Receipts Tax | [7 empty] | 0 | #NAME? | #NAME? | #NAME? | #NAME? | #NAME? | #NAME? | #NAME? | #NAME? | #NAME? | #NAME? | #NAME? | #NAME? | #NAME? | #NAME? | #NAME? | #NAME? | #NAME? | #NAME? | #NAME? | #NAME? | #NAME? | #NAME? | #NAME?
Income b/f Income Taxes |  |  |  | 0 | 0 | 0 | 0 | -1847.1451 | #NAME? | #NAME? | #NAME? | #NAME? | #NAME? | #NAME? | #NAME? | #NAME? | #NAME? | #NAME? | #NAME? | #NAME? | #NAME? | #NAME? | #NAME? | #NAME? | #NAME? | #NAME? | #NAME? | #NAME? | #NAME? | #NAME? | #NAME?
Income Taxes |  |  |  | 0 | 0 | 0 | 0 | 0 | #NAME? | #NAME? | #NAME? | #NAME? | #NAME? | #NAME? | #NAME? | #NAME? | #NAME? | #NAME? | #NAME? | #NAME? | #NAME? | #NAME? | #NAME? | #NAME? | #NAME? | #NAME? | #NAME? | #NAME? | #NAME? | #NAME? | #NAME?
Net Income |  |  |  | 0 | 0 | 0 | 0 | -1847.1451 | #NAME? | #NAME? | #NAME? | #NAME? | #NAME? | #NAME? | #NAME? | #NAME? | #NAME? | #NAME? | #NAME? | #NAME? | #NAME? | #NAME? | #NAME? | #NAME? | #NAME? | #NAME? | #NAME? | #NAME? | #NAME? | #NAME? | #NAME?
Legal Reserve Requirement | bar: 1996-12-31 to 2022-12-31
Net Income Available to Common |  |  |  | 0 | 0 | 0 | 0 | -1847.1451 | #NAME? | #NAME? | #NAME? | #NAME? | #NAME? | #NAME? | #NAME? | #NAME? | #NAME? | #NAME? | #NAME? | #NAME? | #NAME? | #NAME? | #NAME? | #NAME? | #NAME? | #NAME? | #NAME? | #NAME? | #NAME? | #NAME? | #NAME?
Common Dividends |  |  |  | 0 | 0 | 0 | 0 | 799 | #NAME? | #NAME? | #NAME? | #NAME? | #NAME? | #NAME? | #NAME? | #NAME? | #NAME? | #NAME? | #NAME? | #NAME? | #NAME? | #NAME? | #NAME? | #NAME? | #NAME? | #NAME? | #NAME? | #NAME? | #NAME? | #NAME? | #NAME?
[7 empty] | 1999-08-01 | 1999-12-31 | 2000-12-31 | 2001-12-31 | 2002-12-31 | 2003-12-31 | 2004-12-31 | 2005-12-31 | 2006-12-31 | 2007-12-31 | 2008-12-31 | 2009-12-31 | 2010-12-31 | 2011-12-31 | 2012-12-31 | 2013-12-31 | 2014-12-31 | 2015-12-31 | 2016-12-31 | 2017-12-31 | 2018-12-31 | 2019-12-31 | 2020-12-31 | 2021-12-31 | 2022-12-31
SOURCES AND USES:
SOURCES:
Net Income | [7 empty] | -1847.1451 | #NAME? | #NAME? | #NAME? | #NAME? | #NAME? | #NAME? | #NAME? | #NAME? | #NAME? | #NAME? | #NAME? | #NAME? | #NAME? | #NAME? | #NAME? | #NAME? | #NAME? | #NAME? | #NAME? | #NAME? | #NAME? | #NAME? | #NAME?
Depreciation & Amortization | [7 empty] | 2238.1451 | 5299.2667 | 5299.2667 | 5299.2667 | 5368.6367 | 5465.7547 | 5465.7547 | 5465.7547 | 5465.7547 | 5465.7547 | 5465.7547 | 5465.7547 | 5493.8147 | 5533.0986 | 5533.0986 | 3294.9535 | 570.486 | 1041.8016 | 1041.8016 | 1041.8016 | 944.3716 | 807.9697 | 807.9697 | 807.9697
Deferred Income Taxes | [7 empty] | 0 | #NAME? | #NAME? | #NAME? | #NAME? | #NAME? | #NAME? | #NAME? | #NAME? | #NAME? | #NAME? | #NAME? | #NAME? | #NAME? | #NAME? | #NAME? | #NAME? | #NAME? | #NAME? | #NAME? | #NAME? | #NAME? | #NAME? | #NAME?
Non-Cash Interest and Dividends | [7 empty] | 0 | 0 | 0 | 0 | 0 | 0 | 0 | 0 | 0 | 0 | 0 | 0 | 0 | 0 | 0 | 0 | 0 | 0 | 0 | 0 | 0 | 0 | 0 | 0
Net Proceeds from Sale of Assets | [7 empty] | 0 | 0 | 0 | 0 | 0 | 0 | 0 | 0 | 0 | 0 | 0 | 0 | 0 | 0 | 0 | 0 | 0 | 0 | 0 | 0 | 0 | 0 | 0 | 0
Total Sources | [7 empty] | 391 | #NAME? | #NAME? | #NAME? | #NAME? | #NAME? | #NAME? | #NAME? | #NAME? | #NAME? | #NAME? | #NAME? | #NAME? | #NAME? | #NAME? | #NAME? | #NAME? | #NAME? | #NAME? | #NAME? | #NAME? | #NAME? | #NAME? | #NAME?
USES:
Asset Purchase | [6 empty] | 78714.5555 | 0 | 0 | 0 | 0 | 1331.9046 | 0 | 0 | 0 | 4611.7398 | 0 | 0 | 0 | 1870.6553 | 0 | 0 | 0 | 6463.7575 | 0 | 0 | 0 | 0 | 0 | 0 | 0
Transaction Fees | [6 empty] | 774.4445 | 0 | 0 | 0 | 0 | 0 | 0 | 0 | 0 | 0 | 0 | 0 | 0 | 0 | 0 | 0 | 0 | 0 | 0 | 0 | 0 | 0 | 0 | 0 | 0
Change in Adjusted W/C | [6 empty] | 1011 | -799 | #NAME? | #NAME? | #NAME? | #NAME? | #NAME? | #NAME? | #NAME? | #NAME? | #NAME? | #NAME? | #NAME? | #NAME? | #NAME? | #NAME? | #NAME? | #NAME? | #NAME? | #NAME? | #NAME? | #NAME? | #NAME? | #NAME? | #NAME?
Increase/(Decrease) in Reserve Accounts | [6 empty] | 0 | 0 | 0 | 0 | 332.9762 | -332.9762 | 0 | 576.4675 | 2305.8699 | -2882.3374 | 0 | 0 | 467.6638 | -467.6638 | 0 | 807.9697 | 3231.8788 | -4039.8485 | 0 | 0 | 0 | 0 | 0 | 0 | 0
Decrease in | Purchase Term Loan | [6 empty] | 391 | 1602 | 2148.0001 | 2500.9999 | 2102 | 3173 | 3259 | 2143 | 2835 | 4243 | 4341 | 3399.9999 | 3140 | 4239 | 4286.0001 | 3759 | 4521 | 4417.0001 | 0 | 0 | 0 | 0 | 0 | 0
Decrease in | Other Term Loan | [6 empty] | 0 | 0 | 0 | 0 | 0 | 0 | 0 | 0 | 0 | 0 | 0 | 0 | 0 | 0 | 0 | 0 | 0 | 0 | 0 | 0 | 0 | 0 | 0 | 0
Dividends/Treasury Stock Acquisition/Preferred Stock Redemption | [6 empty] | 0 | 799 | #NAME? | #NAME? | #NAME? | #NAME? | #NAME? | #NAME? | #NAME? | #NAME? | #NAME? | #NAME? | #NAME? | #NAME? | #NAME? | #NAME? | #NAME? | #NAME? | #NAME? | #NAME? | #NAME? | #NAME? | #NAME? | #NAME? | #NAME?
Total Uses | [6 empty] | 80500 | 391 | #NAME? | #NAME? | #NAME? | #NAME? | #NAME? | #NAME? | #NAME? | #NAME? | #NAME? | #NAME? | #NAME? | #NAME? | #NAME? | #NAME? | #NAME? | #NAME? | #NAME? | #NAME? | #NAME? | #NAME? | #NAME? | #NAME? | #NAME?
EXCESS/(DEFICIT) | [6 empty] | -80500 | 0 | #NAME? | #NAME? | #NAME? | #NAME? | #NAME? | #NAME? | #NAME? | #NAME? | #NAME? | #NAME? | #NAME? | #NAME? | #NAME? | #NAME? | #NAME? | #NAME? | #NAME? | #NAME? | #NAME? | #NAME? | #NAME? | #NAME? | #NAME?
FINANCED BY:
Purchase Term Loan | [6 empty] | 56500 | 0 | 0 | 0 | 0 | 0 | 0 | 0 | 0 | 0 | 0 | 0 | 0 | 0 | 0 | 0 | 0 | 0 | 0 | 0 | 0 | 0 | 0 | 0 | 0
Other Term Loan | [6 empty] | 0 | 0 | 0 | 0 | 0 | 0 | 0 | 0 | 0 | 0 | 0 | 0 | 0 | 0 | 0 | 0 | 0 | 0 | 0 | 0 | 0 | 0 | 0 | 0 | 0
Common Stock | [6 empty] | 24000 | 0 | 0 | 0 | 0 | 0 | 0 | 0 | 0 | 0 | 0 | 0 | 0 | 0 | 0 | 0 | 0 | 0 | 0 | 0 | 0 | 0 | 0 | 0 | 0
Total Scheduled Financing | [6 empty] | 80500 | 0 | 0 | 0 | 0 | 0 | 0 | 0 | 0 | 0 | 0 | 0 | 0 | 0 | 0 | 0 | 0 | 0 | 0 | 0 | 0 | 0 | 0 | 0 | 0
Increase/(Decrease) in Deficit Revolver | [6 empty] | 0 | 0 | #NAME? | #NAME? | #NAME? | #NAME? | #NAME? | #NAME? | #NAME? | #NAME? | #NAME? | #NAME? | #NAME? | #NAME? | #NAME? | #NAME? | #NAME? | #NAME? | #NAME? | #NAME? | #NAME? | #NAME? | #NAME? | #NAME? | #NAME?
Decrease/(Increase) in Excess Cash | [6 empty] | 0 | 0 | #NAME? | #NAME? | #NAME? | #NAME? | #NAME? | #NAME? | #NAME? | #NAME? | #NAME? | #NAME? | #NAME? | #NAME? | #NAME? | #NAME? | #NAME? | #NAME? | #NAME? | #NAME? | #NAME? | #NAME? | #NAME? | #NAME? | #NAME?
Total Financing | [6 empty] | 80500 | 0 | #NAME? | #NAME? | #NAME? | #NAME? | #NAME? | #NAME? | #NAME? | #NAME? | #NAME? | #NAME? | #NAME? | #NAME? | #NAME? | #NAME? | #NAME? | #NAME? | #NAME? | #NAME? | #NAME? | #NAME? | #NAME? | #NAME? | #NAME?
AVAILABLE CASH:
Beginning Cash | [6 empty] | 0 | 0 | 0 | #NAME? | #NAME? | #NAME? | #NAME? | #NAME? | #NAME? | #NAME? | #NAME? | #NAME? | #NAME? | #NAME? | #NAME? | #NAME? | #NAME? | #NAME? | #NAME? | #NAME? | #NAME? | #NAME? | #NAME? | #NAME? | #NAME?
Operating Increase/(Decrease) | [6 empty] | 0 | 0 | #NAME? | #NAME? | #NAME? | #NAME? | #NAME? | #NAME? | #NAME? | #NAME? | #NAME? | #NAME? | #NAME? | #NAME? | #NAME? | #NAME? | #NAME? | #NAME? | #NAME? | #NAME? | #NAME? | #NAME? | #NAME? | #NAME? | #NAME?
Excess Increase/(Decrease) | [6 empty] | 0 | 0 | #NAME? | #NAME? | #NAME? | #NAME? | #NAME? | #NAME? | #NAME? | #NAME? | #NAME? | #NAME? | #NAME? | #NAME? | #NAME? | #NAME? | #NAME? | #NAME? | #NAME? | #NAME? | #NAME? | #NAME? | #NAME? | #NAME? | #NAME?
Excess Cash Flow Recaptured on Purchase Term Loan | [6 empty] | 0 | 0 | #NAME? | #NAME? | #NAME? | #NAME? | #NAME? | #NAME? | #NAME? | #NAME? | #NAME? | #NAME? | #NAME? | #NAME? | #NAME? | #NAME? | #NAME? | #NAME? | #NAME? | #NAME? | #NAME? | #NAME? | #NAME? | #NAME? | #NAME? | 0
Ending Cash | [6 empty] | 0 | 0 | #NAME? | #NAME? | #NAME? | #NAME? | #NAME? | #NAME? | #NAME? | #NAME? | #NAME? | #NAME? | #NAME? | #NAME? | #NAME? | #NAME? | #NAME? | #NAME? | #NAME? | #NAME? | #NAME? | #NAME? | #NAME? | #NAME? | #NAME?
|  |  |  | 1996-12-31 | 1997-12-31 | 1998-12-31 | 1999-08-01 | 1999-12-31 | 2000-12-31 | 2001-12-31 | 2002-12-31 | 2003-12-31 | 2004-12-31 | 2005-12-31 | 2006-12-31 | 2007-12-31 | 2008-12-31 | 2009-12-31 | 2010-12-31 | 2011-12-31 | 2012-12-31 | 2013-12-31 | 2014-12-31 | 2015-12-31 | 2016-12-31 | 2017-12-31 | 2018-12-31 | 2019-12-31 | 2020-12-31 | 2021-12-31 | 2022-12-31
BALANCE SHEET:
Cash and Marketable Securities |  |  |  | 0 | 960 | 1493 | 0 | 0 | #NAME? | #NAME? | #NAME? | #NAME? | #NAME? | #NAME? | #NAME? | #NAME? | #NAME? | #NAME? | #NAME? | #NAME? | #NAME? | #NAME? | #NAME? | #NAME? | #NAME? | #NAME? | #NAME? | #NAME? | #NAME? | #NAME? | #NAME?
Accounts Receivable |  |  |  | 0 | 1187 | 591 | 303.3753 | 883 | #NAME? | #NAME? | #NAME? | #NAME? | #NAME? | #NAME? | #NAME? | #NAME? | #NAME? | #NAME? | #NAME? | #NAME? | #NAME? | #NAME? | #NAME? | #NAME? | #NAME? | #NAME? | #NAME? | #NAME? | #NAME? | #NAME? | #NAME?
Inventories |  |  |  | 0 | 0 | 0 | 0 | 163 | 0 | 0 | 0 | 0 | 0 | 0 | 0 | 0 | 0 | 0 | 0 | 0 | 0 | 0 | 0 | 0 | 0 | 0 | 0 | 0 | 0 | 0 | 0
Other Current Assets |  |  |  | 0 | 427 | 381 | 0 | 0 | 0 | 0 | 0 | 0 | 0 | 0 | 0 | 0 | 0 | 0 | 0 | 0 | 0 | 0 | 0 | 0 | 0 | 0 | 0 | 0 | 0 | 0 | 0
Total Current Assets |  |  |  | 0 | 2574 | 2465 | 303.3753 | 1046 | #NAME? | #NAME? | #NAME? | #NAME? | #NAME? | #NAME? | #NAME? | #NAME? | #NAME? | #NAME? | #NAME? | #NAME? | #NAME? | #NAME? | #NAME? | #NAME? | #NAME? | #NAME? | #NAME? | #NAME? | #NAME? | #NAME? | #NAME?
Intangibles |  |  |  | 0 | 0 | 0 | 0 | 0 | 0 | 0 | 0 | 0 | 0 | 0 | 0 | 0 | 0 | 0 | 0 | 0 | 0 | 0 | 0 | 0 | 0 | 0 | 0 | 0 | 0 | 0 | 0
Transaction Fees |  |  |  | 0 | 0 | 0 | 774.4445 | 722.8148 | 671.1852 | 619.5556 | 567.926 | 516.2963 | 464.6667 | 413.0371 | 361.4074 | 309.7778 | 258.1482 | 206.5185 | 154.8889 | 103.2593 | 51.6296 | -1.8474e-13 | -1.8474e-13 | -1.8474e-13 | -1.8474e-13 | -1.8474e-13 | -1.8474e-13 | -1.8474e-13 | -1.8474e-13 | -1.8474e-13 | -1.8474e-13
Total Intangibles |  |  |  | 0 | 0 | 0 | 774.4445 | 722.8148 | 671.1852 | 619.5556 | 567.926 | 516.2963 | 464.6667 | 413.0371 | 361.4074 | 309.7778 | 258.1482 | 206.5185 | 154.8889 | 103.2593 | 51.6296 | -1.8474e-13 | -1.8474e-13 | -1.8474e-13 | -1.8474e-13 | -1.8474e-13 | -1.8474e-13 | -1.8474e-13 | -1.8474e-13 | -1.8474e-13 | -1.8474e-13
Gross PP&E |  |  |  | 0 | 68707 | 68740 | 78714.5555 | 78714.5555 | 78714.5555 | 78714.5555 | 78714.5555 | 80046.4601 | 80046.4601 | 80046.4601 | 80046.4601 | 84658.2 | 84658.2 | 84658.2 | 84658.2 | 86528.8553 | 86528.8553 | 86528.8553 | 86528.8553 | 92992.6128 | 92992.6128 | 92992.6128 | 92992.6128 | 92992.6128 | 92992.6128 | 92992.6128 | 92992.6128
Accumulated Depreciation |  |  |  | 0 | -8596 | -11789 | 0 | -2186.5154 | -7434.1525 | -12681.7895 | -17929.4265 | -23246.4336 | -28660.5587 | -34074.6838 | -39488.8089 | -44902.934 | -50317.0592 | -55731.1843 | -61145.3094 | -66587.4944 | -72068.9634 | -77550.4323 | -80845.3858 | -81415.8718 | -82457.6734 | -83499.475 | -84541.2766 | -85485.6483 | -86293.6179 | -87101.5876 | -87909.5573
Net PP&E |  |  |  | 0 | 60111 | 56951 | 78714.5555 | 76528.0401 | 71280.4031 | 66032.766 | 60785.129 | 56800.0265 | 51385.9014 | 45971.7763 | 40557.6512 | 39755.2659 | 34341.1408 | 28927.0157 | 23512.8906 | 19941.3608 | 14459.8919 | 8978.4229 | 5683.4694 | 11576.741 | 10534.9394 | 9493.1378 | 8451.3362 | 7506.9645 | 6698.9949 | 5891.0252 | 5083.0555
Loan - Intercompany (Sunco) |  |  |  | 0 | 0 | 590 | 0 | 0 | 0 | 0 | 0 | 0 | 0 | 0 | 0 | 0 | 0 | 0 | 0 | 0 | 0 | 0 | 0 | 0 | 0 | 0 | 0 | 0 | 0 | 0 | 0
Debt Service/O&M Reserve |  |  |  | 0 | 5250 | 5851 | 0 | 0 | 0 | 0 | 332.9762 | 0 | 0 | 576.4675 | 2882.3374 | 0 | 0 | 0 | 467.6638 | 0 | 0 | 807.9697 | 4039.8485 | 0 | 0 | 0 | 0 | 0 | 0 | 0 | 0
Total Assets |  |  |  | 0 | 67935 | 65857 | 79792.3753 | 78296.8549 | #NAME? | #NAME? | #NAME? | #NAME? | #NAME? | #NAME? | #NAME? | #NAME? | #NAME? | #NAME? | #NAME? | #NAME? | #NAME? | #NAME? | #NAME? | #NAME? | #NAME? | #NAME? | #NAME? | #NAME? | #NAME? | #NAME? | #NAME?
LIABILITIES & EQUITY:
Accounts Payable |  |  |  | 0 | 920 | 951 | -707.6247 | 834 | #NAME? | #NAME? | #NAME? | #NAME? | #NAME? | #NAME? | #NAME? | #NAME? | #NAME? | #NAME? | #NAME? | #NAME? | #NAME? | #NAME? | #NAME? | #NAME? | #NAME? | #NAME? | #NAME? | #NAME? | #NAME? | #NAME? | #NAME?
Accrued Expenses |  |  |  | 0 | 0 | 0 | 0 | 0 | 0 | 0 | 0 | 0 | 0 | 0 | 0 | 0 | 0 | 0 | 0 | 0 | 0 | 0 | 0 | 0 | 0 | 0 | 0 | 0 | 0 | 0 | 0
Other Payables |  |  |  | 0 | 516 | 387 | 0 | 0 | 0 | 0 | 0 | 0 | 0 | 0 | 0 | 0 | 0 | 0 | 0 | 0 | 0 | 0 | 0 | 0 | 0 | 0 | 0 | 0 | 0 | 0 | 0
Current Maturities |  |  |  | 0 | 2067 | 2584 | 0 | #NAME? | #NAME? | #NAME? | #NAME? | #NAME? | #NAME? | #NAME? | #NAME? | #NAME? | #NAME? | #NAME? | #NAME? | #NAME? | #NAME? | #NAME? | #NAME? | #NAME? | #NAME? | #NAME? | #NAME? | #NAME? | #NAME? | #NAME? | 0
Short Term Debt |  |  |  | 0 | 0 | 0 | 0 | #NAME? | #NAME? | #NAME? | #NAME? | #NAME? | #NAME? | #NAME? | #NAME? | #NAME? | #NAME? | #NAME? | #NAME? | #NAME? | #NAME? | #NAME? | #NAME? | #NAME? | #NAME? | #NAME? | #NAME? | #NAME? | #NAME? | #NAME? | #NAME?
Total Current Liabilities |  |  |  | 0 | 3503 | 3922 | -707.6247 | #NAME? | #NAME? | #NAME? | #NAME? | #NAME? | #NAME? | #NAME? | #NAME? | #NAME? | #NAME? | #NAME? | #NAME? | #NAME? | #NAME? | #NAME? | #NAME? | #NAME? | #NAME? | #NAME? | #NAME? | #NAME? | #NAME? | #NAME? | #NAME?
Purchase Term Loan Debt |  |  |  | 0 | 52041 | 48866 | 56500 | 54507 | #NAME? | #NAME? | #NAME? | #NAME? | #NAME? | #NAME? | #NAME? | #NAME? | #NAME? | #NAME? | #NAME? | #NAME? | #NAME? | #NAME? | #NAME? | #NAME? | #NAME? | #NAME? | #NAME? | #NAME? | #NAME? | #NAME? | #NAME?
Deferred Income Taxes |  |  |  | 0 | 4947 | 7387 | 0 | 0 | #NAME? | #NAME? | #NAME? | #NAME? | #NAME? | #NAME? | #NAME? | #NAME? | #NAME? | #NAME? | #NAME? | #NAME? | #NAME? | #NAME? | #NAME? | #NAME? | #NAME? | #NAME? | #NAME? | #NAME? | #NAME? | #NAME? | #NAME?
Other Liabilities |  |  |  | 0 | 675 | 1026 | 0 | 0 | 0 | 0 | 0 | 0 | 0 | 0 | 0 | 0 | 0 | 0 | 0 | 0 | 0 | 0 | 0 | 0 | 0 | 0 | 0 | 0 | 0 | 0 | 0
Total Long-term Liabilities |  |  |  | 0 | 57663 | 57279 | 56500 | 54507 | #NAME? | #NAME? | #NAME? | #NAME? | #NAME? | #NAME? | #NAME? | #NAME? | #NAME? | #NAME? | #NAME? | #NAME? | #NAME? | #NAME? | #NAME? | #NAME? | #NAME? | #NAME? | #NAME? | #NAME? | #NAME? | #NAME? | #NAME?
Total Liabilities |  |  |  | 0 | 61166 | 61201 | 55792.3753 | #NAME? | #NAME? | #NAME? | #NAME? | #NAME? | #NAME? | #NAME? | #NAME? | #NAME? | #NAME? | #NAME? | #NAME? | #NAME? | #NAME? | #NAME? | #NAME? | #NAME? | #NAME? | #NAME? | #NAME? | #NAME? | #NAME? | #NAME? | #NAME?
Common Stock |  |  |  | 0 | 6769 | 4656 | 24000 | 24000 | 24000 | 24000 | 24000 | 24000 | 24000 | 24000 | 24000 | 24000 | 24000 | 24000 | 24000 | 24000 | 24000 | 24000 | 24000 | 24000 | 24000 | 24000 | 24000 | 24000 | 24000 | 24000 | 24000
Paid in Capital |  |  |  | 0 | 0 | 0 | 0 | 0 | 0 | 0 | 0 | 0 | 0 | 0 | 0 | 0 | 0 | 0 | 0 | 0 | 0 | 0 | 0 | 0 | 0 | 0 | 0 | 0 | 0 | 0 | 0
Treasury Stock |  |  |  | 0 | 0 | 0 | 0 | 0 | 0 | 0 | 0 | 0 | 0 | 0 | 0 | 0 | 0 | 0 | 0 | 0 | 0 | 0 | 0 | 0 | 0 | 0 | 0 | 0 | 0 | 0 | 0
Retained Earnings |  |  |  | 0 | 0 | 0 | 0 | -1847.1451 | #NAME? | #NAME? | #NAME? | #NAME? | #NAME? | #NAME? | #NAME? | #NAME? | #NAME? | #NAME? | #NAME? | #NAME? | #NAME? | #NAME? | #NAME? | #NAME? | #NAME? | #NAME? | #NAME? | #NAME? | #NAME? | #NAME? | #NAME?
Preferred and Common Dividends |  |  |  | 0 | 0 | 0 | 0 | -799 | #NAME? | #NAME? | #NAME? | #NAME? | #NAME? | #NAME? | #NAME? | #NAME? | #NAME? | #NAME? | #NAME? | #NAME? | #NAME? | #NAME? | #NAME? | #NAME? | #NAME? | #NAME? | #NAME? | #NAME? | #NAME? | #NAME? | #NAME?
Total Stockholders' Equity |  |  |  | 0 | 6769 | 4656 | 24000 | 21353.8549 | #NAME? | #NAME? | #NAME? | #NAME? | #NAME? | #NAME? | #NAME? | #NAME? | #NAME? | #NAME? | #NAME? | #NAME? | #NAME? | #NAME? | #NAME? | #NAME? | #NAME? | #NAME? | #NAME? | #NAME? | #NAME? | #NAME? | #NAME?
Total Liabilities & Equity |  |  |  | 0 | 67935 | 65857 | 79792.3753 | #NAME? | #NAME? | #NAME? | #NAME? | #NAME? | #NAME? | #NAME? | #NAME? | #NAME? | #NAME? | #NAME? | #NAME? | #NAME? | #NAME? | #NAME? | #NAME? | #NAME? | #NAME? | #NAME? | #NAME? | #NAME? | #NAME? | #NAME? | #NAME?
Proof |  |  |  | 0 | 0 | 0 | 0 | #NAME? | #NAME? | #NAME? | #NAME? | #NAME? | #NAME? | #NAME? | #NAME? | #NAME? | #NAME? | #NAME? | #NAME? | #NAME? | #NAME? | #NAME? | #NAME? | #NAME? | #NAME? | #NAME? | #NAME? | #NAME? | #NAME? | #NAME? | #NAME?
[7 empty] | 1999-08-01 | 1999-12-31 | 2000-12-31 | 2001-12-31 | 2002-12-31 | 2003-12-31 | 2004-12-31 | 2005-12-31 | 2006-12-31 | 2007-12-31 | 2008-12-31 | 2009-12-31 | 2010-12-31 | 2011-12-31 | 2012-12-31 | 2013-12-31 | 2014-12-31 | 2015-12-31 | 2016-12-31 | 2017-12-31 | 2018-12-31 | 2019-12-31 | 2020-12-31 | 2021-12-31 | 2022-12-31
CAPITALIZATION:
Deficit Revolver: |  | Beginning Balance |  |  |  |  | 0 | 0 | 0 | #NAME? | #NAME? | #NAME? | #NAME? | #NAME? | #NAME? | #NAME? | #NAME? | #NAME? | #NAME? | #NAME? | #NAME? | #NAME? | #NAME? | #NAME? | #NAME? | #NAME? | #NAME? | #NAME? | #NAME? | #NAME? | #NAME?
|  | (Addition) |  |  |  |  | 0 | 0 | #NAME? | #NAME? | #NAME? | #NAME? | #NAME? | #NAME? | #NAME? | #NAME? | #NAME? | #NAME? | #NAME? | #NAME? | #NAME? | #NAME? | #NAME? | #NAME? | #NAME? | #NAME? | #NAME? | #NAME? | #NAME? | #NAME? | #NAME?
|  | Repayment |  |  |  |  | 0 | 0 | #NAME? | #NAME? | #NAME? | #NAME? | #NAME? | #NAME? | #NAME? | #NAME? | #NAME? | #NAME? | #NAME? | #NAME? | #NAME? | #NAME? | #NAME? | #NAME? | #NAME? | #NAME? | #NAME? | #NAME? | #NAME? | #NAME? | #NAME?
|  | Ending Balance |  |  |  |  | 0 | 0 | #NAME? | #NAME? | #NAME? | #NAME? | #NAME? | #NAME? | #NAME? | #NAME? | #NAME? | #NAME? | #NAME? | #NAME? | #NAME? | #NAME? | #NAME? | #NAME? | #NAME? | #NAME? | #NAME? | #NAME? | #NAME? | #NAME? | #NAME?
|  | Interest Rate | [5 empty] | 10% | 10% | 10% | 10% | 10% | 10% | 10% | 10% | 10% | 10% | 10% | 10% | 10% | 10% | 10% | 10% | 10% | 10% | 10% | 10% | 10% | 10% | 10% | 10%
Purchase Term Loan: |  | Beginning Balance |  |  |  |  | 0 | 56500 | 56109 | #NAME? | #NAME? | #NAME? | #NAME? | #NAME? | #NAME? | #NAME? | #NAME? | #NAME? | #NAME? | #NAME? | #NAME? | #NAME? | #NAME? | #NAME? | #NAME? | #NAME? | #NAME? | #NAME? | #NAME? | #NAME? | #NAME?
|  | (Addition) |  |  |  |  | -56500 | 0 | 0 | 0 | 0 | 0 | 0 | 0 | 0 | 0 | 0 | 0 | 0 | 0 | 0 | 0 | 0 | 0 | 0 | 0 | 0 | 0 | 0 | 0 | 0
|  | Repayment |  |  |  |  | 0 | 391 | 1602 | 2148.0001 | 2500.9999 | 2102 | 3173 | 3259 | 2143 | 2835 | 4243 | 4341 | 3399.9999 | 3140 | 4239 | 4286.0001 | 3759 | 4521 | 4417.0001 | 0 | 0 | 0 | 0 | 0 | 0
|  | Excess Cash Flow Recapture |  |  |  |  | 0 | 0 | #NAME? | #NAME? | #NAME? | #NAME? | #NAME? | #NAME? | #NAME? | #NAME? | #NAME? | #NAME? | #NAME? | #NAME? | #NAME? | #NAME? | #NAME? | #NAME? | #NAME? | #NAME? | #NAME? | #NAME? | #NAME? | #NAME? | #NAME?
|  | Ending Balance |  |  |  |  | 56500 | 56109 | #NAME? | #NAME? | #NAME? | #NAME? | #NAME? | #NAME? | #NAME? | #NAME? | #NAME? | #NAME? | #NAME? | #NAME? | #NAME? | #NAME? | #NAME? | #NAME? | #NAME? | #NAME? | #NAME? | #NAME? | #NAME? | #NAME? | #NAME?
|  | Interest Rate | [5 empty] | 7.75% | 7.75% | 7.75% | 7.875% | 7.875% | 7.875% | 8.125% | 8.125% | 8.125% | 8.25% | 8.25% | 8.25% | 8.25% | 8.375% | 8.375% | 8.375% | 8.375% | 8.375% | 8.375% | 8.375% | 8.375% | 8.375% | 8.375% | 8.375%
Other Term Loan: |  | Beginning Balance |  |  |  |  | 0 | 0 | 0 | 0 | 0 | 0 | 0 | 0 | 0 | 0 | 0 | 0 | 0 | 0 | 0 | 0 | 0 | 0 | 0 | 0 | 0 | 0 | 0 | 0 | 0
|  | (Addition) |  |  |  |  | 0 | 0 | 0 | 0 | 0 | 0 | 0 | 0 | 0 | 0 | 0 | 0 | 0 | 0 | 0 | 0 | 0 | 0 | 0 | 0 | 0 | 0 | 0 | 0 | 0
|  | Repayment |  |  |  |  | 0 | 0 | 0 | 0 | 0 | 0 | 0 | 0 | 0 | 0 | 0 | 0 | 0 | 0 | 0 | 0 | 0 | 0 | 0 | 0 | 0 | 0 | 0 | 0 | 0
|  | Ending Balance |  |  |  |  | 0 | 0 | 0 | 0 | 0 | 0 | 0 | 0 | 0 | 0 | 0 | 0 | 0 | 0 | 0 | 0 | 0 | 0 | 0 | 0 | 0 | 0 | 0 | 0 | 0
Interest Rate | bar: 1999-12-31 to 2022-12-31
TRANSACTION ASSUMPTIONS:
Transaction Date: |  | 1999-08-01
Transaction Date Adjustment:
| Fraction: | 66.67% | Pre Transaction Revenues
| Months: | 8 | and Expenses, and
| Fraction: | 33.33% | Post Transaction Revenues
| Months: | 4 | and Expenses in fiscal |  |  | 36525.
|  | Fiscal Year End: |  | 1999-12-31
Transaction Funds Flow | [6 empty] | 2000-12-31: Subsequent Fundings
|  |  |  | Transaction |  |  | 1999-08-01: Transaction
| Sources: |  |  | Totals |  |  | Date | 1999-12-31 | 2000-12-31 | 2001-12-31 | 2002-12-31 | 2003-12-31 | 2004-12-31 | 2005-12-31 | 2006-12-31 | 2007-12-31 | 2008-12-31 | 2009-12-31 | 2010-12-31 | 2011-12-31 | 2012-12-31 | 2013-12-31 | 2014-12-31 | 2015-12-31 | 2016-12-31 | 2017-12-31 | 2018-12-31 | 2019-12-31 | 2020-12-31 | 2021-12-31 | 2022-12-31
| Purchase Term Loan |  |  | 56500 |  |  | 56500 | 0 | 0 | 0 | 0 | 0 | 0 | 0 | 0 | 0 | 0 | 0 | 0 | 0 | 0 | 0 | 0 | 0 | 0 | 0 | 0 | 0 | 0 | 0 | 0
| Other Term Loan |  |  | 0 |  |  | 0 | 0 | 0 | 0 | 0 | 0 | 0 | 0 | 0 | 0 | 0 | 0 | 0 | 0 | 0 | 0 | 0 | 0 | 0 | 0 | 0 | 0 | 0 | 0 | 0
| Common Stock |  |  | 24000 |  |  | 24000 | 0 | 0 | 0 | 0 | 0 | 0 | 0 | 0 | 0 | 0 | 0 | 0 | 0 | 0 | 0 | 0 | 0 | 0 | 0 | 0 | 0 | 0 | 0 | 0
| Cash on Hand |  |  | 0 |  |  | 0
| Sources |  |  | 80500 |  |  | 80500 | 0 | 0 | 0 | 0 | 0 | 0 | 0 | 0 | 0 | 0 | 0 | 0 | 0 | 0 | 0 | 0 | 0 | 0 | 0 | 0 | 0 | 0 | 0 | 0
Uses:
| Capital Exp.: | Intangibles |  | 0 |  |  | 0 | 0 | 0 | 0 | 0 | 0 | 0 | 0 | 0 | 0 | 0 | 0 | 0 | 0 | 0 | 0 | 0 | 0 | 0 | 0 | 0 | 0 | 0 | 0 | 0
|  | PP&E |  | 0 |  |  | 0 | 0 | 0 | 0 | 0 | 1331.9046 | 0 | 0 | 0 | 4611.7398 | 0 | 0 | 0 | 1870.6553 | 0 | 0 | 0 | 6463.7575 | 0 | 0 | 0 | 0 | 0 | 0 | 0
|  | Land |  | 0 |  |  | 0 | 0 | 0 | 0 | 0 | 0 | 0 | 0 | 0 | 0 | 0 | 0 | 0 | 0 | 0 | 0 | 0 | 0 | 0 | 0 | 0 | 0 | 0 | 0 | 0
| Dividend/Distribution |  |  | 0 |  |  | 0 | 0 | 0 | 0 | 0 | 0 | 0 | 0 | 0 | 0 | 0 | 0 | 0 | 0 | 0 | 0 | 0 | 0 | 0 | 0 | 0 | 0 | 0 | 0 | 0
| Treasury Stock Acquisition |  |  | 0 |  |  | 0 | 0 | 0 | 0 | 0 | 0 | 0 | 0 | 0 | 0 | 0 | 0 | 0 | 0 | 0 | 0 | 0 | 0 | 0 | 0 | 0 | 0 | 0 | 0 | 0
| Transaction Fees |  |  | 774.4445 |  |  | 774.4445 | 0 | 0 | 0 | 0 | 0 | 0 | 0 | 0 | 0 | 0 | 0 | 0 | 0 | 0 | 0 | 0 | 0 | 0 | 0 | 0 | 0 | 0 | 0 | 0
| Excess Cash/Other Funding |  |  | 79725.5555 |  |  | 79725.5555 | 0 | 0 | 0 | 0 | -1331.9046 | 0 | 0 | 0 | -4611.7398 | 0 | 0 | 0 | -1870.6553 | 0 | 0 | 0 | -6463.7575 | 0 | 0 | 0 | 0 | 0 | 0 | 0
| Uses |  |  | 80500 |  |  | 80500 | 0 | 0 | 0 | 0 | 0 | 0 | 0 | 0 | 0 | 0 | 0 | 0 | 0 | 0 | 0 | 0 | 0 | 0 | 0 | 0 | 0 | 0 | 0 | 0
|  | Proof: |  | 0 |  |  | 0 | 0 | 0 | 0 | 0 | 0 | 0 | 0 | 0 | 0 | 0 | 0 | 0 | 0 | 0 | 0 | 0 | 0 | 0 | 0 | 0 | 0 | 0 | 0 | 0
TRANSACTION FEES: |  |  |  |  | Tax Life | Accounting
|  | % |  | $ | (Yrs) | Treatment |  | 1999-12-31 | 2000-12-31 | 2001-12-31 | 2002-12-31 | 2003-12-31 | 2004-12-31 | 2005-12-31 | 2006-12-31 | 2007-12-31 | 2008-12-31 | 2009-12-31 | 2010-12-31 | 2011-12-31 | 2012-12-31 | 2013-12-31 | 2014-12-31 | 2015-12-31 | 2016-12-31 | 2017-12-31 | 2018-12-31 | 2019-12-31 | 2020-12-31 | 2021-12-31 | 2022-12-31
Transaction Advisory Fee |  |  |  | 0 | NA |  | Expensed: | 1999-12-31: 0
Other Fees and Expenses |  |  |  | 0 | 15 |  | Capitalized: | 1999-12-31: 774.4445
Upfront Placement Fees: | [6 empty] | 15 yrs MACRS (1/2 yr.) | 5% | 9.5% | 8.55% | 7.7% | 6.93% | 6.23% | 5.9% | 5.9% | 5.91% | 5.9% | 5.91% | 5.9% | 5.91% | 5.9% | 5.91% | 2.95%
Purchase Term Loan |  | 1.5% |  | 774.4445 | 15 |  | SL Amortization | 51.6296 | 51.6296 | 51.6296 | 51.6296 | 51.6296 | 51.6296 | 51.6296 | 51.6296 | 51.6296 | 51.6296 | 51.6296 | 51.6296 | 51.6296 | 51.6296 | 51.6296
Other Term Loan |  | 0% |  | 0 | 15 |  |  | 0 | 0 | 0 | 0 | 0 | 0 | 0 | 0 | 0 | 0 | 0 | 0 | 0 | 0 | 0 | 0
Common Stock |  | 0% |  | 0 | NA |  |  | 0 | 0 | 0 | 0 | 0 | 0 | 0 | 0 | 0 | 0 | 0 | 0 | 0 | 0 | 0 | 0
*(As % of Commitment) |  | Total |  | 774.4445 |  | Total |  | 51.6296 | 51.6296 | 51.6296 | 51.6296 | 51.6296 | 51.6296 | 51.6296 | 51.6296 | 51.6296 | 51.6296 | 51.6296 | 51.6296 | 51.6296 | 51.6296 | 51.6296 | 0
HISTORICAL AND OPENING BALANCE SHEETS: | [5 empty] | Latest United Financials
ASSETS: |  |  |  | 1996-12-31 | 1997-01-01 | 1998-01-01 |  | 1999-12-31: 1999-08-01; 2001-12-31: Add; 2002-12-31: Subtract; 2004-12-31: 1999-08-01; 2006-12-31: Operating Cash
Cash and Marketable Securities |  |  |  | 0 | 960 | 1493 |  | 1999-12-31: 1493; 2001-12-31: 0; 2002-12-31: 0; 2004-12-31: 0; 2006-12-31: at 08/01/99:*
Accounts Receivable |  |  |  | 0 | 1187 | 591 |  | 1999-12-31: 591; 2001-12-31: 303.3753; 2004-12-31: 303.3753; 2006-12-31: 0
Inventories |  |  |  | 0 | 0 | 0 |  | 1999-12-31: 0; 2001-12-31: 0; 2004-12-31: 0
Other Current Assets |  |  |  | 0 | 427 | 381 |  | 1999-12-31: 381; 2001-12-31: 0; 2004-12-31: 0
Total Current Assets |  |  |  | 0 | 2574 | 2465 |  | 1999-12-31: 2465; 2001-12-31: 303.3753; 2002-12-31: 0; 2004-12-31: 303.3753
Intangibles |  |  |  | 0 | 0 | 0 |  | 1999-12-31: 0; 2001-12-31: 0; 2004-12-31: 0
Transaction Fees |  |  |  | 0 | 0 | 0 |  | 1999-12-31: 0; 2001-12-31: 774.4445; 2003-12-31: e502; 2004-12-31: 774.4445
Gross PP&E |  |  |  | 0 | 68707 | 68740 |  | 1999-12-31: 68740; 2001-12-31: 78714.5555; 2002-12-31: 0; 2004-12-31: 78714.5555
Accumulated Depreciation |  |  |  | 0 | -8596 | -11789 |  | 1999-12-31: -11789; 2001-12-31: 0; 2004-12-31: 0
Net PP&E |  |  |  | 0 | 60111 | 56951 |  | 1999-12-31: 56951; 2001-12-31: 78714.5555; 2004-12-31: 78714.5555
Loan - Intercompany (Sunco) |  |  |  | 0 | 0 | 590 |  | 1999-12-31: 590; 2001-12-31: 0; 2004-12-31: 0
Debt Service/O&M Reserve |  |  |  | 0 | 5250 | 5851 |  | 1999-12-31: 5851; 2001-12-31: 0; 2004-12-31: 0
Total Assets |  |  |  | 0 | 67935 | 65857 |  | 1999-12-31: 65857; 2001-12-31: 79792.3753; 2002-12-31: 0; 2004-12-31: 79792.3753
LIABILITIES & EQUITY:
Accounts Payable |  |  |  | 0 | 920 | 951 |  | 1999-12-31: 951; 2001-12-31: -707.6247; 2004-12-31: -707.6247; 2006-12-31: Total; 2008-12-31: Long-term
Accrued Expenses |  |  |  | 0 | 0 | 0 |  | 1999-12-31: 0; 2001-12-31: 0; 2004-12-31: 0; 2006-12-31: Capitalization; 2008-12-31: Capitalization
Other Payables |  |  |  | 0 | 516 | 387 |  | 1999-12-31: 387; 2001-12-31: 0; 2004-12-31: 0; 2006-12-31: $; 2007-12-31: %; 2008-12-31: $; 2009-12-31: %
Current Maturities |  |  |  | 0 | 2067 | 2584 |  | 1999-12-31: 2584; 2001-12-31: 0; 2002-12-31: 0; 2004-12-31: 0; 2006-12-31: 0; 2007-12-31: 0%; 2008-12-31: 0; 2009-12-31: 0%
Total Current Liabilities |  |  |  | 0 | 3503 | 3922 |  | 1999-12-31: 3922; 2001-12-31: -707.6247; 2002-12-31: 0; 2004-12-31: -707.6247; 2006-12-31: 0; 2007-12-31: 0%; 2008-12-31: 0; 2009-12-31: 0%
Purchase Term Loan Debt |  |  |  | 0 | 52041 | 48866 |  | 1999-12-31: 48866; 2001-12-31: 56500; 2002-12-31: 0; 2004-12-31: 56500; 2006-12-31: 56500; 2007-12-31: 70.19%; 2008-12-31: 56500; 2009-12-31: 70.19%
Loan - Intercompany (United) |  |  |  | 0 | 4947 | 7387 |  | 1999-12-31: 7387; 2001-12-31: 0; 2004-12-31: 0
Other Liabilities |  |  |  | 0 | 675 | 1026 |  | 1999-12-31: 1026; 2001-12-31: 0; 2004-12-31: 0
Total Long-term Liabilities |  |  |  | 0 | 57663 | 57279 |  | 1999-12-31: 57279; 2001-12-31: 56500; 2002-12-31: 0; 2004-12-31: 56500; 2006-12-31: 56500; 2007-12-31: 70.19%; 2008-12-31: 56500; 2009-12-31: 70.19%
Total Liabilities |  |  |  | 0 | 61166 | 61201 |  | 1999-12-31: 61201; 2001-12-31: 55792.3753; 2002-12-31: 0; 2004-12-31: 55792.3753; 2006-12-31: 56500; 2007-12-31: 70.19%; 2008-12-31: 56500; 2009-12-31: 70.19%
Common Stock |  |  |  | 0 | 6769 | 4656 |  | 1999-12-31: 4656; 2001-12-31: 24000; 2002-12-31: 0; 2004-12-31: 24000; 2006-12-31: 24000; 2007-12-31: 29.81%; 2008-12-31: 24000; 2009-12-31: 29.81%
Paid in Capital |  |  |  | 0 | 0 | 0 |  | 1999-12-31: 0; 2001-12-31: 0; 2002-12-31: 0; 2004-12-31: 0; 2006-12-31: 0; 2007-12-31: 0%; 2008-12-31: 0; 2009-12-31: 0%
Treasury Stock |  |  |  | 0 | 0 | 0 |  | 1999-12-31: 0; 2001-12-31: 0; 2002-12-31: 0; 2004-12-31: 0; 2006-12-31: 0; 2007-12-31: 0%; 2008-12-31: 0; 2009-12-31: 0%
Retained Earnings |  |  |  | 0 | 0 | 0 |  | 1999-12-31: 0; 2001-12-31: 0; 2002-12-31: 0; 2004-12-31: 0; 2006-12-31: 0; 2007-12-31: 0%; 2008-12-31: 0; 2009-12-31: 0%
Preferred and Common Dividends |  |  |  | 0 | 0 | 0 |  | 1999-12-31: 0; 2001-12-31: 0; 2004-12-31: 0; 2006-12-31: 0; 2007-12-31: 0%; 2008-12-31: 0; 2009-12-31: 0%
Total Stockholders' Equity |  |  |  | 0 | 6769 | 4656 |  | 1999-12-31: 4656; 2001-12-31: 24000; 2002-12-31: 0; 2004-12-31: 24000; 2006-12-31: 24000; 2007-12-31: 29.81%; 2008-12-31: 24000; 2009-12-31: 29.81%
Total Liabilities & Equity |  |  |  | 0 | 67935 | 65857 |  | 1999-12-31: 65857; 2001-12-31: 79792.3753; 2002-12-31: 0; 2004-12-31: 79792.3753; 2006-12-31: 80500; 2007-12-31: 100%; 2008-12-31: 80500; 2009-12-31: 100%
Proof |  |  |  | 0 | 0 | 0 |  | 1999-12-31: 0; 2001-12-31: 0; 2002-12-31: 0; 2004-12-31: 0
ADJUSTED WORKING CAPITAL INPUT: |  |  |  | 1996-12-31 | 1997-12-31 | 1998-12-31 | 1999-08-01 | 1999-12-31 | 2000-12-31 | 2001-12-31 | 2002-12-31 | 2003-12-31 | 2004-12-31 | 2005-12-31 | 2006-12-31 | 2007-12-31 | 2008-12-31 | 2009-12-31 | 2010-12-31 | 2011-12-31 | 2012-12-31 | 2013-12-31 | 2014-12-31 | 2015-12-31 | 2016-12-31 | 2017-12-31 | 2018-12-31 | 2019-12-31 | 2020-12-31 | 2021-12-31 | 2022-12-31
Operating Cash Balance (Days) |  |  |  | 0 | 0 | 0 | 0 | 0 | 0 | 0 | 0 | 0 | 0 | 0 | 0 | 0 | 0 | 0 | 0 | 0 | 0 | 0 | 0 | 0 | 0 | 0 | 0 | 0 | 0 | 0 | 0
Accounts Receivable (Days) |  |  |  | 0 | 0 | 0 | 60 | 30 | 30 | 30 | 30 | 30 | 30 | 30 | 30 | 30 | 30 | 30 | 30 | 30 | 30 | 30 | 30 | 30 | 30 | 30 | 30 | 30 | 30 | 30 | 30
Inventories (x) |  |  |  | 0 | 0 | 0 | 20 | 20 | 20 | 20 | 20 | 20 | 20 | 20 | 20 | 20 | 20 | 20 | 20 | 20 | 20 | 20 | 20 | 20 | 20 | 20 | 20 | 20 | 20 | 20 | 20
Other Current Assets ($) |  |  |  | 0 | 0 | 0 | 0 | 0 | 0 | 0 | 0 | 0 | 0 | 0 | 0 | 0 | 0 | 0 | 0 | 0 | 0 | 0 | 0 | 0 | 0 | 0 | 0 | 0 | 0 | 0 | 0
Accounts Payable (Days) |  |  |  | 0 | 0 | 0 | 30 | 20 | 20 | 20 | 20 | 20 | 20 | 20 | 20 | 20 | 20 | 20 | 20 | 20 | 20 | 20 | 20 | 20 | 20 | 20 | 20 | 20 | 20 | 20 | 20
Accrued Expenses (Days) |  |  |  | 0 | 0 | 0 | 20 | 20 | 20 | 20 | 20 | 20 | 20 | 20 | 20 | 20 | 20 | 20 | 20 | 20 | 20 | 20 | 20 | 20 | 20 | 20 | 20 | 20 | 20 | 20 | 20
Other Payables ($) |  |  |  | 0 | 0 | 0 | 0 | 0 | 0 | 0 | 0 | 0 | 0 | 0 | 0 | 0 | 0 | 0 | 0 | 0 | 0 | 0 | 0 | 0 | 0 | 0 | 0 | 0 | 0 | 0 | 0
ADJ. WORKING CAPITAL ANALYSIS |  |  |  | 1996-12-31 | 1997-12-31 | 1998-12-31 | 1999-08-01 | 1999-12-31 | 2000-12-31 | 2001-12-31 | 2002-12-31 | 2003-12-31 | 2004-12-31 | 2005-12-31 | 2006-12-31 | 2007-12-31 | 2008-12-31 | 2009-12-31 | 2010-12-31 | 2011-12-31 | 2012-12-31 | 2013-12-31 | 2014-12-31 | 2015-12-31 | 2016-12-31 | 2017-12-31 | 2018-12-31 | 2019-12-31 | 2020-12-31 | 2021-12-31 | 2022-12-31
Operating Cash Balance |  |  |  | 0 | 960 | 1493 | 0 | 0 | #NAME? | #NAME? | #NAME? | #NAME? | #NAME? | #NAME? | #NAME? | #NAME? | #NAME? | #NAME? | #NAME? | #NAME? | #NAME? | #NAME? | #NAME? | #NAME? | #NAME? | #NAME? | #NAME? | #NAME? | #NAME? | #NAME? | #NAME?
Accounts Receivable |  |  |  | 0 | 1187 | 591 | 303.3753 | 883 | #NAME? | #NAME? | #NAME? | #NAME? | #NAME? | #NAME? | #NAME? | #NAME? | #NAME? | #NAME? | #NAME? | #NAME? | #NAME? | #NAME? | #NAME? | #NAME? | #NAME? | #NAME? | #NAME? | #NAME? | #NAME? | #NAME? | #NAME?
Inventories |  |  |  | 0 | 0 | 0 | 0 | 163 | 0 | 0 | 0 | 0 | 0 | 0 | 0 | 0 | 0 | 0 | 0 | 0 | 0 | 0 | 0 | 0 | 0 | 0 | 0 | 0 | 0 | 0 | 0
Other Current Assets |  |  |  | 0 | 427 | 381 | 0 | 0 | 0 | 0 | 0 | 0 | 0 | 0 | 0 | 0 | 0 | 0 | 0 | 0 | 0 | 0 | 0 | 0 | 0 | 0 | 0 | 0 | 0 | 0 | 0
Accounts Payable |  |  |  | 0 | 920 | 951 | -707.6247 | 834 | #NAME? | #NAME? | #NAME? | #NAME? | #NAME? | #NAME? | #NAME? | #NAME? | #NAME? | #NAME? | #NAME? | #NAME? | #NAME? | #NAME? | #NAME? | #NAME? | #NAME? | #NAME? | #NAME? | #NAME? | #NAME? | #NAME? | #NAME?
Accrued Expenses |  |  |  | 0 | 0 | 0 | 0 | 0 | 0 | 0 | 0 | 0 | 0 | 0 | 0 | 0 | 0 | 0 | 0 | 0 | 0 | 0 | 0 | 0 | 0 | 0 | 0 | 0 | 0 | 0 | 0
Other Payables |  |  |  | 0 | 516 | 387 | 0 | 0 | 0 | 0 | 0 | 0 | 0 | 0 | 0 | 0 | 0 | 0 | 0 | 0 | 0 | 0 | 0 | 0 | 0 | 0 | 0 | 0 | 0 | 0 | 0
Adjusted W/C Balance: |  |  | 0 | 0 | 1138 | 1127 | 1011 | 212 | #NAME? | #NAME? | #NAME? | #NAME? | #NAME? | #NAME? | #NAME? | #NAME? | #NAME? | #NAME? | #NAME? | #NAME? | #NAME? | #NAME? | #NAME? | #NAME? | #NAME? | #NAME? | #NAME? | #NAME? | #NAME? | #NAME? | #NAME?
Change in Adjusted W/C |  |  |  | 0 | 1138 | -11 | -116 | -799 | #NAME? | #NAME? | #NAME? | #NAME? | #NAME? | #NAME? | #NAME? | #NAME? | #NAME? | #NAME? | #NAME? | #NAME? | #NAME? | #NAME? | #NAME? | #NAME? | #NAME? | #NAME? | #NAME? | #NAME? | #NAME? | #NAME? | #NAME?
Increase/(Decrease) in O&M Reserve Acccount | [7 empty] | 0 | 0 | 0 | 332.9762 | -332.9762 | 0 | 576.4675 | 2305.8699 | -2882.3374 | 0 | 0 | 467.6638 | -467.6638 | 0 | 807.9697 | 3231.8788 | -4039.8485 | 0 | 0 | 0 | 0 | 0 | 0 | 0
Total Scheduled Debt Service | [6 empty] | 0 | 0 | #NAME? | #NAME? | #NAME? | #NAME? | #NAME? | #NAME? | #NAME? | #NAME? | #NAME? | #NAME? | #NAME? | #NAME? | #NAME? | #NAME? | #NAME? | #NAME? | #NAME? | #NAME? | #NAME? | #NAME? | #NAME? | #NAME? | #NAME?
DS Reserve Account (50% of Scheduled DS) |  |  |  | 1999-08-01: 0; 1999-12-31: 0
[7 empty] | 0 | 0
O&M Reserve Account | [8 empty] | 0 | 0 | 332.9762 | 0 | 0 | 576.4675 | 2882.3374 | 0 | 0 | 0 | 467.6638 | 0 | 0 | 807.9697 | 4039.8485 | 0 | 0 | 0 | 0 | 0 | 0 | 0 | 0
Total Required Reserve | [7 empty] | 0 | 0 | 0 | 332.9762 | 0 | 0 | 576.4675 | 2882.3374 | 0 | 0 | 0 | 467.6638 | 0 | 0 | 807.9697 | 4039.8485 | 0 | 0 | 0 | 0 | 0 | 0 | 0 | 0
Starting Reserve | [6 empty] | 0 | 0 | 0 | 0 | 0 | 332.9762 | 0 | 0 | 576.4675 | 2882.3374 | 0 | 0 | 0 | 467.6638 | 0 | 0 | 807.9697 | 4039.8485 | 0 | 0 | 0 | 0 | 0 | 0 | 0
Reserve Additions (Subtractions) for DS account | [6 empty] | 0 | 0 | 0 | 0 | 0 | 0 | 0 | 0 | 0 | 0 | 0 | 0 | 0 | 0 | 0 | 0 | 0 | 0 | 0 | 0 | 0 | 0 | 0 | 0 | 0
Reserve Additions (Subtractions) for O&M Account | [6 empty] | 0 | 0 | 0 | 0 | 332.9762 | -332.9762 | 0 | 576.4675 | 2305.8699 | -2882.3374 | 0 | 0 | 467.6638 | -467.6638 | 0 | 807.9697 | 3231.8788 | -4039.8485 | 0 | 0 | 0 | 0 | 0 | 0 | 0
Ending Reserve | [5 empty] | 0 | 0 | 0 | 0 | 0 | 332.9762 | 0 | 0 | 576.4675 | 2882.3374 | 0 | 0 | 0 | 467.6638 | 0 | 0 | 807.9697 | 4039.8485 | 0 | 0 | 0 | 0 | 0 | 0 | 0 | 0
[9 empty] | TEMP:====> | 0 | 0 | 0 | 0 | 0 | 0 | 0 | 0 | 0 | 0 | 0 | 0 | 0 | 0 | 0 | 0 | 0 | 0 | 0 | 0 | 0 | 0
Increase/(Decrease) in Reserve Accounts | [5 empty] | 0 | 0 | 0 | 0 | 0 | 332.9762 | -332.9762 | 0 | 576.4675 | 2305.8699 | -2882.3374 | 0 | 0 | 467.6638 | -467.6638 | 0 | 807.9697 | 3231.8788 | -4039.8485 | 0 | 0 | 0 | 0 | 0 | 0 | 0
[11 empty] | Summary!$E$44*0.25 |  |  | Summary!$E$50*0.125 | Summary!$E$50*0.625 |  |  |  | Summary!$E$56*0.25 |  |  | Summary!$E$62*0.125 | Summary!$E$62*0.625
SCHEDULED DEBT AND STOCK | [5 empty] | Bank Amortization Schedule |  | 391 | 1602 | 2148.0001 | 2500.9999 | 2102 | 3173 | 3259 | 2143 | 2835 | 4243 | 4341 | 3399.9999 | 3140 | 4239 | 4286.0001 | 3759 | 4521 | 4417.0001 | 0 | 0 | 0 | 0 | 0 | 0
REPAYMENT AND ADDITIONS: |  |  |  | 1996-12-31 | 1997-12-31 | 1998-12-31 | 1999-08-01 | 1999-12-31 | 2000-12-31 | 2001-12-31 | 2002-12-31 | 2003-12-31 | 2004-12-31 | 2005-12-31 | 2006-12-31 | 2007-12-31 | 2008-12-31 | 2009-12-31 | 2010-12-31 | 2011-12-31 | 2012-12-31 | 2013-12-31 | 2014-12-31 | 2015-12-31 | 2016-12-31 | 2017-12-31 | 2018-12-31 | 2019-12-31 | 2020-12-31 | 2021-12-31 | 2022-12-31
[6 empty] | Standard Amortization |  | 0.692% | 2.835% | 3.802% | 4.427% | 3.72% | 5.616% | 5.768% | 3.793% | 5.018% | 7.51% | 7.683% | 6.018% | 5.558% | 7.503% | 7.586% | 6.653% | 8.002% | 7.818% | 0% | 0% | 0% | 0% | 0% | 0%
[6 empty] | Adjusted Amortization | 1e-05 | 0.692% | 2.835% | 3.802% | 4.427% | 3.72% | 5.616% | 5.768% | 3.793% | 5.018% | 7.51% | 7.683% | 6.018% | 5.558% | 7.503% | 7.586% | 6.653% | 8.002% | 7.818% | 0% | 0% | 0% | 0% | 0% | 0%
[6 empty] | Standard Repayment |  | 391 | 1602 | 2148.0001 | 2500.9999 | 2102 | 3173 | 3259 | 2143 | 2835 | 4243 | 4341 | 3399.9999 | 3140 | 4239 | 4286.0001 | 3759 | 4521 | 4417.0001 | 0 | 0 | 0 | 0 | 0 | 0
[6 empty] | Monetization Debt Paydown |  |  | 0 | 0 | 0 | 0 | 0 | 0 | 0 | 0 | 0 | 0 | 0 | 0 | 0 | 0 | 0 | 0 | 0 | 0 | 0 | 0 | 0 | 0 | 0
Purchase Term Loan | [5 empty] | Repayment |  | 391 | 1602 | 2148.0001 | 2500.9999 | 2102 | 3173 | 3259 | 2143 | 2835 | 4243 | 4341 | 3399.9999 | 3140 | 4239 | 4286.0001 | 3759 | 4521 | 4417.0001 | 0 | 0 | 0 | 0 | 0 | 0
[6 empty] | (Scheduled Additions) |  | 0 | 0 | 0 | 0 | 0 | 0 | 0 | 0 | 0 | 0 | 0 | 0 | 0 | 0 | 0 | 0 | 0 | 0 | 0 | 0 | 0 | 0 | 0 | 0
[6 empty] | Interest Deferral: (YES or NO) |  | NO | NO | NO | NO | NO | NO | NO | NO | NO | NO | NO | NO | NO | NO | NO | NO | NO | NO | NO | NO | NO | NO | NO | NO
[6 empty] | Interest Deferral Tax Deductible: (YES or NO) |  | YES
| MIN | 1 |  |  |  | Interest Rate Deferred |  | 0% | 0% | 0% | 0% | 0% | 0% | 0% | 0% | 0% | 0% | 0% | 0% | 0% | 0% | 0% | 0% | 0% | 0% | 0% | 0% | 0% | 0% | 0% | 0%
| AVE | 1 |  |  |  | Amount Deferred (Accrued Semi-annually) |  | 0 | 0 | 0 | 0 | 0 | 0 | 0 | 0 | 0 | 0 | 0 | 0 | 0 | 0 | 0 | 0 | 0 | 0 | 0 | 0 | 0 | 0 | 0 | 0
| IRR |  |  |  |  | Excess Cash Flow Recapture: |  | 0% | 0% | 0% | 0% | 0% | 0% | 0% | 0% | 0% | 0% | 0% | 0% | 0% | 0% | 0% | 0% | 0% | 0% | 0% | 0% | 0% | 0% | 0% | 0%
[6 empty] | Coverages |  | 1 | NA | NA | NA | NA | NA | NA | NA | NA | NA | NA | NA | NA | NA | NA | NA | NA | NA |  | 0 | 0 | 0 | 0 | 0
Other Term Loan | [5 empty] | Repayment |  | 0 | 0 | 0 | 0 | 0 | 0 | 0 | 0 | 0 | 0 | 0 | 0 | 0 | 0 | 0 | 0 | 0 | 0 | 0 | 0 | 0 | 0 | 0 | 0
[6 empty] | (Scheduled Additions) |  | 0 | 0 | 0 | 0 | 0 | 0 | 0 | 0 | 0 | 0 | 0 | 0 | 0 | 0 | 0 | 0 | 0 | 0 | 0 | 0 | 0 | 0 | 0 | 0
[6 empty] | Interest Deferral: (YES or NO) |  | NO | NO | NO | NO | NO | NO | NO | NO | NO | NO | NO | NO | NO | NO | NO | NO | NO | NO | NO | NO | NO | NO | NO | NO
[6 empty] | Interest Deferral Tax Deductible: (YES or NO) |  | YES
[6 empty] | Interest Rate Deferred |  | 0% | 0% | 0% | 0% | 0% | 0% | 0% | 0% | 0% | 0% | 0% | 0% | 0% | 0% | 0% | 0% | 0% | 0% | 0% | 0% | 0% | 0% | 0% | 0%
[6 empty] | Amount Deferred (Accrued Semi-annually)-Avg Balance |  | 0 | 0 | 0 | 0 | 0 | 0 | 0 | 0 | 0 | 0 | 0 | 0 | 0 | 0 | 0 | 0 | 0 | 0 | 0 | 0 | 0 | 0 | 0 | 0
Common Stock | [5 empty] | Treasury Stock Purchases |  | 0 | 0 | 0 | 0 | 0 | 0 | 0 | 0 | 0 | 0 | 0 | 0 | 0 | 0 | 0 | 0 | 0 | 0 | 0 | 0 | 0 | 0 | 0 | 0
[6 empty] | (Issues) |  | 0 | 0 | 0 | 0 | 0 | 0 | 0 | 0 | 0 | 0 | 0 | 0 | 0 | 0 | 0 | 0 | 0 | 0 | 0 | 0 | 0 | 0 | 0 | 0
[9 empty] | 2000 | 2001 | 2002 | 2003 | 2004 | 2005 | 2006 | 2007 | 2008 | 2009 | 2010 | 2011 | 2012 | 2013 | 2014 | 2015 | 2016 | 2017 | 2018 | 2019 | 2020 | 2021 | 2022
INTEREST RATES, COUPON RATES AND |  |  |  | 1996-12-31 | 1997-12-31 | 1998-12-31 | 1999-08-01 | 1999-12-31 | 2000-12-31 | 2001-12-31 | 2002-12-31 | 2003-12-31 | 2004-12-31 | 2005-12-31 | 2006-12-31 | 2007-12-31 | 2008-12-31 | 2009-12-31 | 2010-12-31 | 2011-12-31 | 2012-12-31 | 2013-12-31 | 2014-12-31 | 2015-12-31 | 2016-12-31 | 2017-12-31 | 2018-12-31 | 2019-12-31 | 2020-12-31 | 2021-12-31 | 2022-12-31
DIVIDEND YIELDS: | bar: 1996-12-31 to 2022-12-31
Hist Common Div'ds |  |  |  | 1996-12-31: 0; 1997-12-31: 0; 1998-12-31: 0; 1999-08-01: 0
Deficit Revolver | [7 empty] | 10% | 10% | 10% | 10% | 10% | 10% | 10% | 10% | 10% | 10% | 10% | 10% | 10% | 10% | 10% | 10% | 10% | 10% | 10% | 10% | 10% | 10% | 10% | 10%
Purchase Term Loan | [7 empty] | 7.75% | 7.75% | 7.75% | 7.875% | 7.875% | 7.875% | 8.125% | 8.125% | 8.125% | 8.25% | 8.25% | 8.25% | 8.25% | 8.375% | 8.375% | 8.375% | 8.375% | 8.375% | 8.375% | 8.375% | 8.375% | 8.375% | 8.375% | 8.375%
Other Term Loan | bar: 1999-12-31 to 2022-12-31
Dividend Payout Ratio | bar: 1999-12-31 to 2022-12-31
Interest Income
Interest Earned on Cash Balances? |  |  |  | yes |  |  |  | 5% | 5% | 5% | 5% | 5% | 5% | 5% | 5% | 5% | 5% | 5% | 5% | 5% | 5% | 5% | 5% | 5% | 5% | 5% | 5% | 5% | 5% | 5% | 5%
Hist Int Income/Int on Cash Balances |  |  |  | 0 | 0 | 0 | 0 | 5% | 5% | 5% | 5% | 5% | 5% | 5% | 5% | 5% | 5% | 5% | 5% | 5% | 5% | 5% | 5% | 5% | 5% | 5% | 5% | 5% | 5% | 5% | 5%
HISTORICAL AND PROFORMA NON-OPERATING ASSUMPTIONS: |  |  |  | 1999-08-01: 8 M; 1999-12-31: 4 M
FYE: | 1999-12-31 |  |  | 1996-12-31 | 1997-12-31 | 1998-12-31 | 1999-08-01 | 1999-12-31 | 2000-12-31 | 2001-12-31 | 2002-12-31 | 2003-12-31 | 2004-12-31 | 2005-12-31 | 2006-12-31 | 2007-12-31 | 2008-12-31 | 2009-12-31 | 2010-12-31 | 2011-12-31 | 2012-12-31 | 2013-12-31 | 2014-12-31 | 2015-12-31 | 2016-12-31 | 2017-12-31 | 2018-12-31 | 2019-12-31 | 2020-12-31 | 2021-12-31 | 2022-12-31
Amortization:
Amortization - Transaction Fees | [7 empty] | 51.6296 | 51.6296 | 51.6296 | 51.6296 | 51.6296 | 51.6296 | 51.6296 | 51.6296 | 51.6296 | 51.6296 | 51.6296 | 51.6296 | 51.6296 | 51.6296 | 51.6296 | 0 | 0 | 0 | 0 | 0 | 0 | 0 | 0 | 0
Amortization - Intangibles (from operating sheet) |  |  |  | 0 | 0 | 0 | 0 | 0 | 0 | 0 | 0 | 0 | 0 | 0 | 0 | 0 | 0 | 0 | 0 | 0 | 0 | 0 | 0 | 0 | 0 | 0 | 0 | 0 | 0 | 0 | 0
Total Amortization Expense |  |  |  | 0 | 0 | 0 | 0 | 51.6296 | 51.6296 | 51.6296 | 51.6296 | 51.6296 | 51.6296 | 51.6296 | 51.6296 | 51.6296 | 51.6296 | 51.6296 | 51.6296 | 51.6296 | 51.6296 | 51.6296 | 0 | 0 | 0 | 0 | 0 | 0 | 0 | 0 | 0
Other Income:
Other Income (excluding interest income) |  |  |  | 0 | 0 | 0 | 0 | 0 | 0 | 0 | 0 | 0 | 0 | 0 | 0 | 0 | 0 | 0 | 0 | 0 | 0 | 0 | 0 | 0 | 0 | 0 | 0 | 0 | 0 | 0 | 0
ASSET SALES |  |  |  | 1996-12-31 | 1997-12-31 | 1998-12-31 | 1999-08-01 | 1999-12-31 | 2000-12-31 | 2001-12-31 | 2002-12-31 | 2003-12-31 | 2004-12-31 | 2005-12-31 | 2006-12-31 | 2007-12-31 | 2008-12-31 | 2009-12-31 | 2010-12-31 | 2011-12-31 | 2012-12-31 | 2013-12-31 | 2014-12-31 | 2015-12-31 | 2016-12-31 | 2017-12-31 | 2018-12-31 | 2019-12-31 | 2020-12-31 | 2021-12-31 | 2022-12-31
Gross Sale Price | [7 empty] | 0 | 0 | 0 | 0 | 0 | 0 | 0 | 0 | 0 | 0 | 0 | 0 | 0 | 0 | 0 | 0 | 0 | 0 | 0 | 0 | 0 | 0 | 0 | 0
Gross Book Value of Assets Sold | [7 empty] | 0 | 0 | 0 | 0 | 0 | 0 | 0 | 0 | 0 | 0 | 0 | 0 | 0 | 0 | 0 | 0 | 0 | 0 | 0 | 0 | 0 | 0 | 0 | 0
Accumulated Depreciation - Book | [7 empty] | 0 | 0 | 0 | 0 | 0 | 0 | 0 | 0 | 0 | 0 | 0 | 0 | 0 | 0 | 0 | 0 | 0 | 0 | 0 | 0 | 0 | 0 | 0 | 0
Net Book Value of Assets Sold | [7 empty] | 0 | 0 | 0 | 0 | 0 | 0 | 0 | 0 | 0 | 0 | 0 | 0 | 0 | 0 | 0 | 0 | 0 | 0 | 0 | 0 | 0 | 0 | 0 | 0
Pretax Gain/(Loss) - Book |  |  |  | 0 | 0 | 0 | 0 | 0 | 0 | 0 | 0 | 0 | 0 | 0 | 0 | 0 | 0 | 0 | 0 | 0 | 0 | 0 | 0 | 0 | 0 | 0 | 0 | 0 | 0 | 0 | 0
Change in Book Depreciation Expense Associated with Assets Sold | [7 empty] | 0 | 0 | 0 | 0 | 0 | 0 | 0 | 0 | 0 | 0 | 0 | 0 | 0 | 0 | 0 | 0 | 0 | 0 | 0 | 0 | 0 | 0 | 0 | 0
Net Tax Value - Regular Tax* | [7 empty] | 0 | 0 | 0 | 0 | 0 | 0 | 0 | 0 | 0 | 0 | 0 | 0 | 0 | 0 | 0 | 0 | 0 | 0 | 0 | 0 | 0 | 0 | 0 | 0
Pretax Gain/(Loss) - Tax | [7 empty] | 0 | 0 | 0 | 0 | 0 | 0 | 0 | 0 | 0 | 0 | 0 | 0 | 0 | 0 | 0 | 0 | 0 | 0 | 0 | 0 | 0 | 0 | 0 | 0
Change in Tax Depreciation Expense Associated with Assets Sold | [7 empty] | 0 | 0 | 0 | 0 | 0 | 0 | 0 | 0 | 0 | 0 | 0 | 0 | 0 | 0 | 0 | 0 | 0 | 0 | 0 | 0 | 0 | 0 | 0 | 0
*Default to Book Gain/(Loss)
TAX ASSUMPTIONS: |  |  |  | 1996-12-31 | 1997-12-31 | 1998-12-31 | 1999-08-01 | 1999-12-31 | 2000-12-31 | 2001-12-31 | 2002-12-31 | 2003-12-31 | 2004-12-31 | 2005-12-31 | 2006-12-31 | 2007-12-31 | 2008-12-31 | 2009-12-31 | 2010-12-31 | 2011-12-31 | 2012-12-31 | 2013-12-31 | 2014-12-31 | 2015-12-31 | 2016-12-31 | 2017-12-31 | 2018-12-31 | 2019-12-31 | 2020-12-31 | 2021-12-31 | 2022-12-31
|  |  |  | $ | $ | $ | $ | % | % | % | % | % | % | % | % | % | % | % | % | % | % | % | % | % | % | % | % | % | % | % | %
Historical Book Taxes |  |  |  | 1996-12-31: 0; 1997-12-31: 0; 1998-12-31: 0; 1999-08-01: 0
Federal Income Tax Rate | bar: 1999-12-31 to 2022-12-31
State Income Tax Rate | bar: 1999-12-31 to 2022-12-31
Gross Receipt Tax | bar: 1999-12-31 to 2022-12-31
INCOME TAX CALCULATION: | [6 empty] | 1999-08-01 | 1999-12-31 | 2000-12-31 | 2001-12-31 | 2002-12-31 | 2003-12-31 | 2004-12-31 | 2005-12-31 | 2006-12-31 | 2007-12-31 | 2008-12-31 | 2009-12-31 | 2010-12-31 | 2011-12-31 | 2012-12-31 | 2013-12-31 | 2014-12-31 | 2015-12-31 | 2016-12-31 | 2017-12-31 | 2018-12-31 | 2019-12-31 | 2020-12-31 | 2021-12-31 | 2022-12-31
REGULAR IRS TAXES:
Income before Taxes | [6 empty] | 0 | -1847.1451 | #NAME? | #NAME? | #NAME? | #NAME? | #NAME? | #NAME? | #NAME? | #NAME? | #NAME? | #NAME? | #NAME? | #NAME? | #NAME? | #NAME? | #NAME? | #NAME? | #NAME? | #NAME? | #NAME? | #NAME? | #NAME? | #NAME? | #NAME?
Add Back: | Book Depreciation | [5 empty] | 0 | 2186.5154 | 5247.637 | 5247.637 | 5247.637 | 5317.0071 | 5414.1251 | 5414.1251 | 5414.1251 | 5414.1251 | 5414.1251 | 5414.1251 | 5414.1251 | 5442.185 | 5481.4689 | 5481.4689 | 3294.9535 | 570.486 | 1041.8016 | 1041.8016 | 1041.8016 | 944.3716 | 807.9697 | 807.9697 | 807.9697
| Book Loss/(Gain) on Asset Sales | [5 empty] | 0 | 0 | 0 | 0 | 0 | 0 | 0 | 0 | 0 | 0 | 0 | 0 | 0 | 0 | 0 | 0 | 0 | 0 | 0 | 0 | 0 | 0 | 0 | 0 | 0
Deduct: | Tax Depreciation (Regular) | [5 empty] | 0 | -3277.976 | -7541.5014 | -6766.8202 | -6090.1382 | -5585.1224 | -5176.6683 | -4821.625 | -4786.6856 | -5138.6861 | -5588.4586 | -5423.8144 | -5302.8361 | -5360.2411 | -5468.7721 | -5393.233 | -3357.6116 | -992.2707 | -1318.5311 | -1105.6148 | -936.0532 | -811.6122 | -697.3961 | -695.5137 | -695.5137
| Tax Loss/(Gain) on Asset Sales (Regular) | [5 empty] | 0 | 0 | 0 | 0 | 0 | 0 | 0 | 0 | 0 | 0 | 0 | 0 | 0 | 0 | 0 | 0 | 0 | 0 | 0 | 0 | 0 | 0 | 0 | 0 | 0
Taxable Income before NOL | [6 empty] | 0 | -2938.6056 | #NAME? | #NAME? | #NAME? | #NAME? | #NAME? | #NAME? | #NAME? | #NAME? | #NAME? | #NAME? | #NAME? | #NAME? | #NAME? | #NAME? | #NAME? | #NAME? | #NAME? | #NAME? | #NAME? | #NAME? | #NAME? | #NAME? | #NAME?
Beginning NOL Balance | [6 empty] | 0 | 0 | 2938.6056 | #NAME? | #NAME? | #NAME? | #NAME? | #NAME? | #NAME? | #NAME? | #NAME? | #NAME? | #NAME? | #NAME? | #NAME? | #NAME? | #NAME? | #NAME? | #NAME? | #NAME? | #NAME? | #NAME? | #NAME? | #NAME? | #NAME?
Less: NOL Expired | [6 empty] | 0 | 0 | 0 | 0 | 0 | 0 | 0 | 0 | 0 | 0 | 0 | 0 | 0 | 0 | 0 | 0 | 0 | 0 | 0 | 0 | 0 | 0 | 0 | 0 | 0
NOL Applicable | [6 empty] | 0 | 0 | 2938.6056 | #NAME? | #NAME? | #NAME? | #NAME? | #NAME? | #NAME? | #NAME? | #NAME? | #NAME? | #NAME? | #NAME? | #NAME? | #NAME? | #NAME? | #NAME? | #NAME? | #NAME? | #NAME? | #NAME? | #NAME? | #NAME? | #NAME?
NOL (Addition) | [6 empty] | 0 | -2938.6056 | #NAME? | #NAME? | #NAME? | #NAME? | #NAME? | #NAME? | #NAME? | #NAME? | #NAME? | #NAME? | #NAME? | #NAME? | #NAME? | #NAME? | #NAME? | #NAME? | #NAME? | #NAME? | #NAME? | #NAME? | #NAME? | #NAME? | #NAME?
NOL Used | [6 empty] | 0 | 0 | #NAME? | #NAME? | #NAME? | #NAME? | #NAME? | #NAME? | #NAME? | #NAME? | #NAME? | #NAME? | #NAME? | #NAME? | #NAME? | #NAME? | #NAME? | #NAME? | #NAME? | #NAME? | #NAME? | #NAME? | #NAME? | #NAME? | #NAME?
Ending NOL Balance | [6 empty] | 0 | 2938.6056 | #NAME? | #NAME? | #NAME? | #NAME? | #NAME? | #NAME? | #NAME? | #NAME? | #NAME? | #NAME? | #NAME? | #NAME? | #NAME? | #NAME? | #NAME? | #NAME? | #NAME? | #NAME? | #NAME? | #NAME? | #NAME? | #NAME? | #NAME?
Taxable Income After NOL | [6 empty] | 0 | 0 | #NAME? | #NAME? | #NAME? | #NAME? | #NAME? | #NAME? | #NAME? | #NAME? | #NAME? | #NAME? | #NAME? | #NAME? | #NAME? | #NAME? | #NAME? | #NAME? | #NAME? | #NAME? | #NAME? | #NAME? | #NAME? | #NAME? | #NAME?
State Taxes @ |  | 0% |  |  |  |  | 0 | 0 | #NAME? | #NAME? | #NAME? | #NAME? | #NAME? | #NAME? | #NAME? | #NAME? | #NAME? | #NAME? | #NAME? | #NAME? | #NAME? | #NAME? | #NAME? | #NAME? | #NAME? | #NAME? | #NAME? | #NAME? | #NAME? | #NAME? | #NAME?
Federal Taxes @ |  | 0% |  |  |  |  | 0 | 0 | #NAME? | #NAME? | #NAME? | #NAME? | #NAME? | #NAME? | #NAME? | #NAME? | #NAME? | #NAME? | #NAME? | #NAME? | #NAME? | #NAME? | #NAME? | #NAME? | #NAME? | #NAME? | #NAME? | #NAME? | #NAME? | #NAME? | #NAME?
Regular Taxes before AMT Tax Credit | [6 empty] | 0 | 0 | #NAME? | #NAME? | #NAME? | #NAME? | #NAME? | #NAME? | #NAME? | #NAME? | #NAME? | #NAME? | #NAME? | #NAME? | #NAME? | #NAME? | #NAME? | #NAME? | #NAME? | #NAME? | #NAME? | #NAME? | #NAME? | #NAME? | #NAME?
BOOK TAXES:
Income before Taxes | [6 empty] | 0 | -1847.1451 | #NAME? | #NAME? | #NAME? | #NAME? | #NAME? | #NAME? | #NAME? | #NAME? | #NAME? | #NAME? | #NAME? | #NAME? | #NAME? | #NAME? | #NAME? | #NAME? | #NAME? | #NAME? | #NAME? | #NAME? | #NAME? | #NAME? | #NAME?
Taxable Book Income before NOL | [6 empty] | 0 | -1847.1451 | #NAME? | #NAME? | #NAME? | #NAME? | #NAME? | #NAME? | #NAME? | #NAME? | #NAME? | #NAME? | #NAME? | #NAME? | #NAME? | #NAME? | #NAME? | #NAME? | #NAME? | #NAME? | #NAME? | #NAME? | #NAME? | #NAME? | #NAME?
Beginning NOL Balance | [6 empty] | 0 | 0 | 1847.1451 | #NAME? | #NAME? | #NAME? | #NAME? | #NAME? | #NAME? | #NAME? | #NAME? | #NAME? | #NAME? | #NAME? | #NAME? | #NAME? | #NAME? | #NAME? | #NAME? | #NAME? | #NAME? | #NAME? | #NAME? | #NAME? | #NAME?
Less: NOL Expired | [6 empty] | 0 | 0 | 0 | 0 | 0 | 0 | 0 | 0 | 0 | 0 | 0 | 0 | 0 | 0 | 0 | 0 | 0 | 0 | 0 | 0 | 0 | 0 | 0 | 0 | 0
NOL Applicable | [6 empty] | 0 | 0 | 1847.1451 | #NAME? | #NAME? | #NAME? | #NAME? | #NAME? | #NAME? | #NAME? | #NAME? | #NAME? | #NAME? | #NAME? | #NAME? | #NAME? | #NAME? | #NAME? | #NAME? | #NAME? | #NAME? | #NAME? | #NAME? | #NAME? | #NAME?
NOL (Addition) | [6 empty] | 0 | -1847.1451 | #NAME? | #NAME? | #NAME? | #NAME? | #NAME? | #NAME? | #NAME? | #NAME? | #NAME? | #NAME? | #NAME? | #NAME? | #NAME? | #NAME? | #NAME? | #NAME? | #NAME? | #NAME? | #NAME? | #NAME? | #NAME? | #NAME? | #NAME?
NOL Used | [6 empty] | 0 | 0 | #NAME? | #NAME? | #NAME? | #NAME? | #NAME? | #NAME? | #NAME? | #NAME? | #NAME? | #NAME? | #NAME? | #NAME? | #NAME? | #NAME? | #NAME? | #NAME? | #NAME? | #NAME? | #NAME? | #NAME? | #NAME? | #NAME? | #NAME?
Ending NOL Balance | [6 empty] | 0 | 1847.1451 | #NAME? | #NAME? | #NAME? | #NAME? | #NAME? | #NAME? | #NAME? | #NAME? | #NAME? | #NAME? | #NAME? | #NAME? | #NAME? | #NAME? | #NAME? | #NAME? | #NAME? | #NAME? | #NAME? | #NAME? | #NAME? | #NAME? | #NAME?
Taxable Book Income After NOL | [6 empty] | 0 | 0 | #NAME? | #NAME? | #NAME? | #NAME? | #NAME? | #NAME? | #NAME? | #NAME? | #NAME? | #NAME? | #NAME? | #NAME? | #NAME? | #NAME? | #NAME? | #NAME? | #NAME? | #NAME? | #NAME? | #NAME? | #NAME? | #NAME? | #NAME?
State Taxes @ |  | 0% |  |  |  |  | 0 | 0 | #NAME? | #NAME? | #NAME? | #NAME? | #NAME? | #NAME? | #NAME? | #NAME? | #NAME? | #NAME? | #NAME? | #NAME? | #NAME? | #NAME? | #NAME? | #NAME? | #NAME? | #NAME? | #NAME? | #NAME? | #NAME? | #NAME? | #NAME?
Federal Taxes @ |  | 0% |  |  |  |  | 0 | 0 | #NAME? | #NAME? | #NAME? | #NAME? | #NAME? | #NAME? | #NAME? | #NAME? | #NAME? | #NAME? | #NAME? | #NAME? | #NAME? | #NAME? | #NAME? | #NAME? | #NAME? | #NAME? | #NAME? | #NAME? | #NAME? | #NAME? | #NAME?
Book Taxes | [6 empty] | 0 | 0 | #NAME? | #NAME? | #NAME? | #NAME? | #NAME? | #NAME? | #NAME? | #NAME? | #NAME? | #NAME? | #NAME? | #NAME? | #NAME? | #NAME? | #NAME? | #NAME? | #NAME? | #NAME? | #NAME? | #NAME? | #NAME? | #NAME? | #NAME?
Cash Taxes Paid (greater of AMT Taxes or Regular Taxes) | [6 empty] | 0 | 0 | #NAME? | #NAME? | #NAME? | #NAME? | #NAME? | #NAME? | #NAME? | #NAME? | #NAME? | #NAME? | #NAME? | #NAME? | #NAME? | #NAME? | #NAME? | #NAME? | #NAME? | #NAME? | #NAME? | #NAME? | #NAME? | #NAME? | #NAME?
Book Taxes | [6 empty] | 0 | 0 | #NAME? | #NAME? | #NAME? | #NAME? | #NAME? | #NAME? | #NAME? | #NAME? | #NAME? | #NAME? | #NAME? | #NAME? | #NAME? | #NAME? | #NAME? | #NAME? | #NAME? | #NAME? | #NAME? | #NAME? | #NAME? | #NAME? | #NAME?
Deferred Income Taxes | [6 empty] | 0 | 0 | #NAME? | #NAME? | #NAME? | #NAME? | #NAME? | #NAME? | #NAME? | #NAME? | #NAME? | #NAME? | #NAME? | #NAME? | #NAME? | #NAME? | #NAME? | #NAME? | #NAME? | #NAME? | #NAME? | #NAME? | #NAME? | #NAME? | #NAME?
DISCOUNTED CASHFLOW VALUATION ANALYSIS: | [6 empty] | 1999-08-01 | 1999-12-31 | 2000-12-31 | 2001-12-31 | 2002-12-31 | 2003-12-31 | 2004-12-31 | 2005-12-31 | 2006-12-31 | 2007-12-31 | 2008-12-31 | 2009-12-31 | 2010-12-31 | 2011-12-31 | 2012-12-31 | 2013-12-31 | 2014-12-31 | 2015-12-31 | 2016-12-31 | 2017-12-31 | 2018-12-31 | 2019-12-31 | 2020-12-31 | 2021-12-31 | 2022-12-31
OPERATING CASH FLOWS:
Initial Equity Investment | [6 empty] | -24000 | 0 | 0 | 0 | 0 | 0 | 0 | 0 | 0 | 0 | 0 | 0 | 0 | 0 | 0 | 0 | 0 | 0 | 0 | 0 | 0 | 0 | 0 | 0 | 0
Net Income | [5 empty] | -1847.1451 |  | -1847.1451 | #NAME? | #NAME? | #NAME? | #NAME? | #NAME? | #NAME? | #NAME? | #NAME? | #NAME? | #NAME? | #NAME? | #NAME? | #NAME? | #NAME? | #NAME? | #NAME? | #NAME? | #NAME? | #NAME? | #NAME? | #NAME? | #NAME? | #NAME?
Plus: | Amortization & Depreciation |  |  |  |  | 2238.1451 |  | 2238.1451 | 5299.2667 | 5299.2667 | 5299.2667 | 5368.6367 | 5465.7547 | 5465.7547 | 5465.7547 | 5465.7547 | 5465.7547 | 5465.7547 | 5465.7547 | 5493.8147 | 5533.0986 | 5533.0986 | 3294.9535 | 570.486 | 1041.8016 | 1041.8016 | 1041.8016 | 944.3716 | 807.9697 | 807.9697 | 807.9697
| Deferred Income Taxes |  |  |  |  | 0 |  | 0 | #NAME? | #NAME? | #NAME? | #NAME? | #NAME? | #NAME? | #NAME? | #NAME? | #NAME? | #NAME? | #NAME? | #NAME? | #NAME? | #NAME? | #NAME? | #NAME? | #NAME? | #NAME? | #NAME? | #NAME? | #NAME? | #NAME? | #NAME?
Less: | Increase/(Decrease) in Adjusted W/C (ex. OpCash) |  |  |  |  | 0 |  | -799 | #NAME? | #NAME? | #NAME? | #NAME? | #NAME? | #NAME? | #NAME? | #NAME? | #NAME? | #NAME? | #NAME? | #NAME? | #NAME? | #NAME? | #NAME? | #NAME? | #NAME? | #NAME? | #NAME? | #NAME? | #NAME? | #NAME? | #NAME?
| Operating Cash Flows |  |  |  |  | 391 |  | 1190 | #NAME? | #NAME? | #NAME? | #NAME? | #NAME? | #NAME? | #NAME? | #NAME? | #NAME? | #NAME? | #NAME? | #NAME? | #NAME? | #NAME? | #NAME? | #NAME? | #NAME? | #NAME? | #NAME? | #NAME? | #NAME? | #NAME? | #NAME?
| Capital Expenditures |  |  |  |  | 0 |  | 0 | 0 | 0 | 0 | -1331.9046 | 0 | 0 | 0 | -4611.7398 | 0 | 0 | 0 | -1870.6553 | 0 | 0 | 0 | -6463.7575 | 0 | 0 | 0 | 0 | 0 | 0 | 0
| Debt Principal Repayment |  |  |  |  | -391 |  | -391 | #NAME? | #NAME? | #NAME? | #NAME? | #NAME? | #NAME? | #NAME? | #NAME? | #NAME? | #NAME? | #NAME? | #NAME? | #NAME? | #NAME? | #NAME? | #NAME? | #NAME? | #NAME? | #NAME? | #NAME? | #NAME? | #NAME? | #NAME?
| Disbursements from Debt |  |  |  |  | 0 |  | 0 | 0 | 0 | 0 | 0 | 0 | 0 | 0 | 0 | 0 | 0 | 0 | 0 | 0 | 0 | 0 | 0 | 0 | 0 | 0 | 0 | 0 | 0 | 0
| Transaction Fees |  |  |  |  | 0 |  | 0 | 0 | 0 | 0 | 0 | 0 | 0 | 0 | 0 | 0 | 0 | 0 | 0 | 0 | 0 | 0 | 0 | 0 | 0 | 0 | 0 | 0 | 0 | 0
| Proceeds from Asset Sales |  |  |  |  | 0 |  | 0 | 0 | 0 | 0 | 0 | 0 | 0 | 0 | 0 | 0 | 0 | 0 | 0 | 0 | 0 | 0 | 0 | 0 | 0 | 0 | 0 | 0 | 0 | 0
| (Decrease)/Increase in Other Assets/Liabilities |  |  |  |  | 0 |  | 0 | 0 | 0 | -332.9762 | 332.9762 | 0 | -576.4675 | -2305.8699 | 2882.3374 | 0 | 0 | -467.6638 | 467.6638 | 0 | -807.9697 | -3231.8788 | 4039.8485 | 0 | 0 | 0 | 0 | 0 | 0 | 0
Net Cash Flow Available to All Equity Holders | [5 empty] | 1.1369e-13 | -24000 | 799 | #NAME? | #NAME? | #NAME? | #NAME? | #NAME? | #NAME? | #NAME? | #NAME? | #NAME? | #NAME? | #NAME? | #NAME? | #NAME? | #NAME? | #NAME? | #NAME? | #NAME? | #NAME? | #NAME? | #NAME? | #NAME? | #NAME? | #NAME?
Check | #NAME? |  |  |  |  | 0 |  | 0 | #NAME? | #NAME? | #NAME? | #NAME? | #NAME? | #NAME? | #NAME? | #NAME? | #NAME? | #NAME? | #NAME? | #NAME? | #NAME? | #NAME? | #NAME? | #NAME? | #NAME? | #NAME? | #NAME? | #NAME? | #NAME? | #NAME? | #NAME?
Check | #NAME? |  |  |  |  | -1.1369e-13 |  | -799 | #NAME? | #NAME? | #NAME? | #NAME? | #NAME? | #NAME? | #NAME? | #NAME? | #NAME? | #NAME? | #NAME? | #NAME? | #NAME? | #NAME? | #NAME? | #NAME? | #NAME? | #NAME? | #NAME? | #NAME? | #NAME? | #NAME? | #NAME?
Valuation |  |  |  | Annuity |  |  |  | 1999-12-31 | 2000-12-31 | 2001-12-31 | 2002-12-31 | 2003-12-31 | 2004-12-31 | 2005-12-31 | 2006-12-31 | 2007-12-31 | 2008-12-31 | 2009-12-31 | 2010-12-31 | 2011-12-31 | 2012-12-31 | 2013-12-31 | 2014-12-31 | 2015-12-31 | 2016-12-31 | 2017-12-31 | 2018-12-31 | 2019-12-31 | 2020-12-31 | 2021-12-31 | 2022-12-31
(Federal Taxes @ 0.00%) |  |  |  | W/Terminal Value |  | Debt Service Coverage
[6 empty] | EBIT + DD&A |  | 391 | #NAME? | #NAME? | #NAME? | #NAME? | #NAME? | #NAME? | #NAME? | #NAME? | #NAME? | #NAME? | #NAME? | #NAME? | #NAME? | #NAME? | #NAME? | #NAME? | #NAME? | #NAME? | #NAME? | #NAME? | #NAME? | #NAME? | #NAME?
[6 empty] | Interest Expense |  | 1454.5329 | #NAME? | #NAME? | #NAME? | #NAME? | #NAME? | #NAME? | #NAME? | #NAME? | #NAME? | #NAME? | #NAME? | #NAME? | #NAME? | #NAME? | #NAME? | #NAME? | #NAME? | #NAME? | #NAME? | #NAME? | #NAME? | #NAME? | #NAME?
Discount Rate |  |  |  | 9% |  | Debt Repayment |  | 391 | 1602 | 2148.0001 | 2500.9999 | 2102 | 3173 | 3259 | 2143 | 2835 | 4243 | 4341 | 3399.9999 | 3140 | 4239 | 4286.0001 | 3759 | 4521 | 4417.0001 | 0 | 0 | 0 | 0 | 0 | 0
(Pre-Tax) Debt Cvg. Ratio | bar: 1999-12-31 to 2016-12-31
Terminal Value in Year 2019: | [5 empty] | Running IRR |  | -99.97% | #NAME? | #NAME? | #NAME? | #NAME? | #NAME? | #NAME? | #NAME? | #NAME? | #NAME? | #NAME? | #NAME? | #NAME? | #NAME? | #NAME? | #NAME? | #NAME? | #NAME? | #NAME? | #NAME? | #NAME? | #NAME? | #NAME? | #NAME?
Total Sale Price |  |  |  | 0
Book Value for Tax Purposes |  |  |  | 2748.3407 |  | Average Loan Life
Net After Tax Proceeds |  |  |  | 0 |  | Beginning Balance |  |  | 56109 | #NAME? | #NAME? | #NAME? | #NAME? | #NAME? | #NAME? | #NAME? | #NAME? | #NAME? | #NAME? | #NAME? | #NAME? | #NAME? | #NAME?
Working Capital Balance |  |  |  | #NAME? |  | Additions |  |  | 0 | 0 | 0 | 0 | 0 | 0 | 0 | 0 | 0 | 0 | 0 | 0 | 0 | 0 | 0
Debt Service/O&M Reserve |  |  |  | 0 |  | Repayments |  |  | -1602 | -2148.0001 | -2500.9999 | -2102 | -3173 | -3259 | -2143 | -2835 | -4243 | -4341 | -3399.9999 | -3140 | -4239 | -4286.0001 | -3759
Current and Long-Term Portions of Debt |  |  |  | #NAME? |  | Ending Balance |  |  | 54507 | #NAME? | #NAME? | #NAME? | #NAME? | #NAME? | #NAME? | #NAME? | #NAME? | #NAME? | #NAME? | #NAME? | #NAME? | #NAME? | #NAME?
[6 empty] | Life |  |  | 1.4182 | 2.4175 | 3.4168 | 4.4162 | 5.4182 | 6.4175 | 7.4168 | 8.4162 | 9.4182 | 10.4175 | 11.4168 | 12.4162 | 13.4182 | 14.4175 | 15.4168
Total |  |  |  | #NAME? |  | Weighted Average Life |  | 2000-12-31: 9.3864
VALUATION as of 8/1/99
Discounted Operating Cash Flows |  |  |  | #NAME?
Discounted Terminal Value |  |  |  | #NAME?
Investments (Excess Cash) |  |  |  | 0
Firm Value Today |  |  |  | #NAME?
IRR |  |  |  | #NAME?
NPV @ | 9% |  |  | #NAME?
Data from Operating Section
| Revenues (excluding deferred PP revenue) |  |  | 0 | 0 | 0 | 0 | 1845.5329 | #NAME? | #NAME? | #NAME? | #NAME? | #NAME? | #NAME? | #NAME? | #NAME? | #NAME? | #NAME? | #NAME? | #NAME? | #NAME? | #NAME? | #NAME? | #NAME? | #NAME? | #NAME? | #NAME? | #NAME? | #NAME? | #NAME? | #NAME?
| Cost of Sales |  |  | 0 | 0 | 0 | 0 | 0 | #NAME? | #NAME? | #NAME? | #NAME? | #NAME? | #NAME? | #NAME? | #NAME? | #NAME? | #NAME? | #NAME? | #NAME? | #NAME? | #NAME? | #NAME? | #NAME? | #NAME? | #NAME? | #NAME? | #NAME? | #NAME? | #NAME? | #NAME?
| Cash Expenses |  |  | 0 | 0 | 0 | 0 | 0 | 639.9521 | 622.9406 | 613.5482 | 605.4048 | 591.6039 | 585.3905 | 571.7104 | 575.3474 | 563.2334 | 547.4449 | 531.7415 | 527.089 | 511.4021 | 495.9592 | 489.5278 | 472.533 | 478.2397 | 484.4099 | 491.0075 | 498.5255 | 507.243 | 516.8358 | 527.2854
| Capital Expenditures - Total |  |  | 0 | 0 | 0 | 78714.5555 | 0 | 0 | 0 | 0 | 1331.9046 | 0 | 0 | 0 | 4611.7398 | 0 | 0 | 0 | 1870.6553 | 0 | 0 | 0 | 6463.7575 | 0 | 0 | 0 | 0 | 0 | 0 | 0
| Capital Expenditures - Land |  |  | 0 | 0 | 0 | 0 | 0 | 0 | 0 | 0 | 0 | 0 | 0 | 0 | 0 | 0 | 0 | 0 | 0 | 0 | 0 | 0 | 0 | 0 | 0 | 0 | 0 | 0 | 0 | 0
| Capitalized Costs |  |  | 0 | 0 | 0 | 0 | 0 | 0 | 0 | 0 | 0 | 0 | 0 | 0 | 0 | 0 | 0 | 0 | 0 | 0 | 0 | 0 | 0 | 0 | 0 | 0 | 0 | 0 | 0 | 0
| Depreciation Expense - Book |  |  | 0 | 0 | 0 | 0 | 2186.5154 | 5247.637 | 5247.637 | 5247.637 | 5317.0071 | 5414.1251 | 5414.1251 | 5414.1251 | 5414.1251 | 5414.1251 | 5414.1251 | 5414.1251 | 5442.185 | 5481.4689 | 5481.4689 | 3294.9535 | 570.486 | 1041.8016 | 1041.8016 | 1041.8016 | 944.3716 | 807.9697 | 807.9697 | 807.9697
| Depreciation Expense - Tax |  |  | 0 | 0 | 0 | 0 | 3277.976 | 7541.5014 | 6766.8202 | 6090.1382 | 5585.1224 | 5176.6683 | 4821.625 | 4786.6856 | 5138.6861 | 5588.4586 | 5423.8144 | 5302.8361 | 5360.2411 | 5468.7721 | 5393.233 | 3357.6116 | 992.2707 | 1318.5311 | 1105.6148 | 936.0532 | 811.6122 | 697.3961 | 695.5137 | 695.5137
| Amortization of Intangibles - Book |  |  | 0 | 0 | 0 | 0 | 0 | 0 | 0 | 0 | 0 | 0 | 0 | 0 | 0 | 0 | 0 | 0 | 0 | 0 | 0 | 0 | 0 | 0 | 0 | 0 | 0 | 0 | 0 | 0
Data to Operating Section
|  |  |  | Fraction of current year |  |  | 33.33%
|  |  |  | Unit |  |  | 1000
FASB CASH FLOW ANALYSIS |  |  |  | 1996-12-31 | 1997-12-31 | 1998-12-31 | 1999-08-01 | 1999-12-31 | 2000-12-31 | 2001-12-31 | 2002-12-31 | 2003-12-31 | 2004-12-31 | 2005-12-31 | 2006-12-31 | 2007-12-31 | 2008-12-31 | 2009-12-31 | 2010-12-31 | 2011-12-31 | 2012-12-31 | 2013-12-31 | 2014-12-31 | 2015-12-31 | 2016-12-31 | 2017-12-31 | 2018-12-31 | 2019-12-31 | 2020-12-31 | 2021-12-31 | 2022-12-31
Cash Flow From Operating Activities:
| Net Income | [6 empty] | -1847.1451 | #NAME? | #NAME? | #NAME? | #NAME? | #NAME? | #NAME? | #NAME? | #NAME? | #NAME? | #NAME? | #NAME? | #NAME? | #NAME? | #NAME? | #NAME? | #NAME? | #NAME? | #NAME? | #NAME? | #NAME? | #NAME? | #NAME? | #NAME?
Add Back: | Depreciation & Amortization | [6 empty] | 2238.1451 | 5299.2667 | 5299.2667 | 5299.2667 | 5368.6367 | 5465.7547 | 5465.7547 | 5465.7547 | 5465.7547 | 5465.7547 | 5465.7547 | 5465.7547 | 5493.8147 | 5533.0986 | 5533.0986 | 3294.9535 | 570.486 | 1041.8016 | 1041.8016 | 1041.8016 | 944.3716 | 807.9697 | 807.9697 | 807.9697
| Deferred Income Taxes | [6 empty] | 0 | #NAME? | #NAME? | #NAME? | #NAME? | #NAME? | #NAME? | #NAME? | #NAME? | #NAME? | #NAME? | #NAME? | #NAME? | #NAME? | #NAME? | #NAME? | #NAME? | #NAME? | #NAME? | #NAME? | #NAME? | #NAME? | #NAME? | #NAME?
| Non-Cash Interest and Dividends | [6 empty] | 0 | 0 | 0 | 0 | 0 | 0 | 0 | 0 | 0 | 0 | 0 | 0 | 0 | 0 | 0 | 0 | 0 | 0 | 0 | 0 | 0 | 0 | 0 | 0
| Losses/(Gains) | [6 empty] | 0 | 0 | 0 | 0 | 0 | 0 | 0 | 0 | 0 | 0 | 0 | 0 | 0 | 0 | 0 | 0 | 0 | 0 | 0 | 0 | 0 | 0 | 0 | 0
Add/ | Accounts Receivable | [6 empty] | -579.6247 | #NAME? | #NAME? | #NAME? | #NAME? | #NAME? | #NAME? | #NAME? | #NAME? | #NAME? | #NAME? | #NAME? | #NAME? | #NAME? | #NAME? | #NAME? | #NAME? | #NAME? | #NAME? | #NAME? | #NAME? | #NAME? | #NAME? | #NAME?
(Subtract) | Inventories | [6 empty] | -163 | 163 | 0 | 0 | 0 | 0 | 0 | 0 | 0 | 0 | 0 | 0 | 0 | 0 | 0 | 0 | 0 | 0 | 0 | 0 | 0 | 0 | 0 | 0
Change in: | Other Current Assets | [6 empty] | 0 | 0 | 0 | 0 | 0 | 0 | 0 | 0 | 0 | 0 | 0 | 0 | 0 | 0 | 0 | 0 | 0 | 0 | 0 | 0 | 0 | 0 | 0 | 0
| Accounts Payable | [6 empty] | 1541.6247 | #NAME? | #NAME? | #NAME? | #NAME? | #NAME? | #NAME? | #NAME? | #NAME? | #NAME? | #NAME? | #NAME? | #NAME? | #NAME? | #NAME? | #NAME? | #NAME? | #NAME? | #NAME? | #NAME? | #NAME? | #NAME? | #NAME? | #NAME?
| Accrued Expenses | [6 empty] | 0 | 0 | 0 | 0 | 0 | 0 | 0 | 0 | 0 | 0 | 0 | 0 | 0 | 0 | 0 | 0 | 0 | 0 | 0 | 0 | 0 | 0 | 0 | 0
| Other Payables | [6 empty] | 0 | 0 | 0 | 0 | 0 | 0 | 0 | 0 | 0 | 0 | 0 | 0 | 0 | 0 | 0 | 0 | 0 | 0 | 0 | 0 | 0 | 0 | 0 | 0
Cash Flow From Operating Activities: | [7 empty] | 1190 | #NAME? | #NAME? | #NAME? | #NAME? | #NAME? | #NAME? | #NAME? | #NAME? | #NAME? | #NAME? | #NAME? | #NAME? | #NAME? | #NAME? | #NAME? | #NAME? | #NAME? | #NAME? | #NAME? | #NAME? | #NAME? | #NAME? | #NAME?
Cash Flow From Investing Activities:
| Net Proceeds from Sale of Assets | [6 empty] | 0 | 0 | 0 | 0 | 0 | 0 | 0 | 0 | 0 | 0 | 0 | 0 | 0 | 0 | 0 | 0 | 0 | 0 | 0 | 0 | 0 | 0 | 0 | 0
| Asset Purchase | [6 empty] | 0 | 0 | 0 | 0 | -1331.9046 | 0 | 0 | 0 | -4611.7398 | 0 | 0 | 0 | -1870.6553 | 0 | 0 | 0 | -6463.7575 | 0 | 0 | 0 | 0 | 0 | 0 | 0
| Increase/(Decrease) in Reserve Accounts | [6 empty] | 0 | 0 | 0 | -332.9762 | 332.9762 | 0 | -576.4675 | -2305.8699 | 2882.3374 | 0 | 0 | -467.6638 | 467.6638 | 0 | -807.9697 | -3231.8788 | 4039.8485 | 0 | 0 | 0 | 0 | 0 | 0 | 0
| Fees | [6 empty] | 0 | 0 | 0 | 0 | 0 | 0 | 0 | 0 | 0 | 0 | 0 | 0 | 0 | 0 | 0 | 0 | 0 | 0 | 0 | 0 | 0 | 0 | 0 | 0
Cash Flow From Investing Activities: | [7 empty] | 0 | 0 | 0 | -332.9762 | -998.9285 | 0 | -576.4675 | -2305.8699 | -1729.4024 | 0 | 0 | -467.6638 | -1402.9915 | 0 | -807.9697 | -3231.8788 | -2423.9091 | 0 | 0 | 0 | 0 | 0 | 0 | 0
Cash Flow From Financing Activities:
| Dividends Paid | [6 empty] | -799 | #NAME? | #NAME? | #NAME? | #NAME? | #NAME? | #NAME? | #NAME? | #NAME? | #NAME? | #NAME? | #NAME? | #NAME? | #NAME? | #NAME? | #NAME? | #NAME? | #NAME? | #NAME? | #NAME? | #NAME? | #NAME? | #NAME? | #NAME?
| Scheduled Debt and Preferred Stock Reductions | [6 empty] | -391 | -1602 | -2148.0001 | -2500.9999 | -2102 | -3173 | -3259 | -2143 | -2835 | -4243 | -4341 | -3399.9999 | -3140 | -4239 | -4286.0001 | -3759 | -4521 | -4417.0001 | 0 | 0 | 0 | 0 | 0 | 0
| Proceeds of Debt & Stock Issues | [6 empty] | 0 | 0 | 0 | 0 | 0 | 0 | 0 | 0 | 0 | 0 | 0 | 0 | 0 | 0 | 0 | 0 | 0 | 0 | 0 | 0 | 0 | 0 | 0 | 0
Cash Flow From Financing Activities: | [7 empty] | -1190 | #NAME? | #NAME? | #NAME? | #NAME? | #NAME? | #NAME? | #NAME? | #NAME? | #NAME? | #NAME? | #NAME? | #NAME? | #NAME? | #NAME? | #NAME? | #NAME? | #NAME? | #NAME? | #NAME? | #NAME? | #NAME? | #NAME? | #NAME?
Net Increase/(Decrease) in Cash and Cash Equivalents | [7 empty] | 0 | #NAME? | #NAME? | #NAME? | #NAME? | #NAME? | #NAME? | #NAME? | #NAME? | #NAME? | #NAME? | #NAME? | #NAME? | #NAME? | #NAME? | #NAME? | #NAME? | #NAME? | #NAME? | #NAME? | #NAME? | #NAME? | #NAME? | #NAME?
[7 empty] | Unlevered Free Cash Flows |  | #NAME? | #NAME? | #NAME? | #NAME? | #NAME? | #NAME? | #NAME? | #NAME? | #NAME? | #NAME? | #NAME? | #NAME? | #NAME? | #NAME? | #NAME? | #NAME? | #NAME? | #NAME? | #NAME? | #NAME? | #NAME? | #NAME? | #NAME? | #NAME? | #NAME?
[7 empty] | 1999-08-01 | 1999-12-31 | 2000-12-31 | 2001-12-31 | 2002-12-31 | 2003-12-31 | 2004-12-31 | 2005-12-31 | 2006-12-31 | 2007-12-31 | 2008-12-31 | 2009-12-31 | 2010-12-31 | 2011-12-31 | 2012-12-31 | 2013-12-31 | 2014-12-31 | 2015-12-31 | 2016-12-31 | 2017-12-31 | 2018-12-31 | 2019-12-31 | 2020-12-31 | 2021-12-31 | 2022-12-31 | 2023-12-31 | 2024-05-31
[8 empty] | 0 | 0 | 0 | 0 | 0 | 0 | 0 | 0 | 0 | 0 | 0 | 0 | 0 | 0 | 0 | 0 | 0 | 0 | 0 | 0 | 0 | 0 | 0 | 0 | 0 | 0
[8 empty] | 0 | 0 | 0 | 0 | 0 | 0 | 0 | 0 | 0 | 0 | 0 | 0 | 0 | 0 | 0 | 0 | 0 | 0 | 0 | 0 | 0 | 0 | 0 | 0 | 0 | 0
[8 empty] | 0 | 0 | 0 | 0 | 0 | 0 | 0 | 0 | 0 | 0 | 0 | 0 | 0 | 0 | 0 | 0 | 0 | 0 | 0 | 0 | 0 | 0 | 0 | 0 | 0 | 0
| 0% | [6 empty] | 0 | 0 | 0 | 0 | 0 | 0 | 0 | 0 | 0 | 0 | 0 | 0 | 0 | 0 | 0 | 0 | 0 | 0 | 0 | 0 | 0 | 0 | 0 | 0 | 0 | 0
[9 empty] | 0 | 0 | 0 | 0 | 0 | 0 | 0 | 0 | 0 | 0 | 0 | 0 | 0 | 0 | 0 | 0 | 0 | 0 | 0 | 0 | 0 | 0 | 0 | 0 | 0
|  | Cash Flows |  |  |  |  | -24000 |  | #NAME? | #NAME? | #NAME? | #NAME? | #NAME? | #NAME? | #NAME? | #NAME? | #NAME? | #NAME? | #NAME? | #NAME? | #NAME? | #NAME? | #NAME? | #NAME? | #NAME? | #NAME? | #NAME? | #NAME? | #NAME? | #NAME? | #NAME? | #NAME? | #NAME?
[6 empty] | Cash Flows | -24000 | 0 | 0 | 0 | 0 | 0 | 0 | 0 | 0 | 0 | 0 | 0 | 0 | 0 | 0 | 0 | 0 | 0 | 0 | 0 | 0 | 0 | 0 | 0 | 0 | 0 | 0
Discount rate | bar: 1999-08-01
[5 empty] | Discount Factor |  | 0 | 0 | 0.97163 | 0.89145 | 0.81789 | 0.75041 | 0.68832 | 0.63153 | 0.57942 | 0.53161 | 0.48763 | 0.44739 | 0.41047 | 0.3766 | 0.34545 | 0.31694 | 0.29079 | 0.2668 | 0.24472 | 0.22453 | 0.206 | 0.189 | 0.17337 | 0.15906 | 0.14594 | 0.1339 | 0.12918
[5 empty] | Cash Flows |  | -24000 | 0 | #NAME? | #NAME? | #NAME? | #NAME? | #NAME? | #NAME? | #NAME? | #NAME? | #NAME? | #NAME? | #NAME? | #NAME? | #NAME? | #NAME? | #NAME? | #NAME? | #NAME? | #NAME? | #NAME? | #NAME? | #NAME? | #NAME? | #NAME? | #NAME? | #NAME?
[5 empty] | PV | #NAME?
[5 empty] | ValDate | 2000-08-31
[5 empty] | Capital Price | 9%
[8 empty] | Underwriting COF | 9%
Formulas:
Depreciation = [Residual/]+1
Life (yrs) = [Depreciation]+365
[used in IDC Calc {see TAX ITEMS}]
*Not to exceed total cash balances.
Default value equal to $0.
Optimize
Inputs
Go To
Set
Print
Clear #REF
Print Rev/Exp

## CALC
Be Careful with Copying Rows, Formulas in the Grey Cells Are "Special".
[12 empty] | 55.84 | 55.84 | 41.38 | 12.6865 | 53.5077 | 39.9006
[7 empty] | First Month of Price Curve: |  | 2000-01-01
[12 empty] | 2 | 3 | 4 | 5 | 6 | 7 | 8 | 9 | 10 | 11 | 12 | 13 | [118 empty] | Peak Premium ($) |  |  | 0 | [12 empty] | Capacity Payments on Peak Only
[5 empty] | Starting Date |  | 1999-12-15 |  |  |  | Q1 Curve Adder | 0 | 0 | 0 | 0 | 0 | 0 | 0 | 0 | 0 | 0 | 0 | 0 | [118 empty] | Off-Peak Premium ($) |  |  | 0 | [12 empty] | NPC has first right of refusal on the Off-Peak
[11 empty] | Q2 Curve Adder | 0 | 0 | 0 | 0 | 0 | 0 | 0 | 0 | 0 | 0 | 0 | 0 | [118 empty] | Total Blended Premium ($) |  |  | 0 |  | Up-Fr. Cost ($/MWh) |  |  | #DIV/0! | Nominal MWh |  | 0 |  |  |  |  | Summer Months |  |  | Winter Months
[11 empty] | Q3 Curve Adder | 0 | 0 | 0 | 0 | 0 | 0 | 0 | 0 | 0 | 0 | 0 | 0 | [87 empty] | =(IF($B17<Summary!$E$27,SpreadOptionPowerMargin,SpreadOptionPowerMargin_2)+(SpreadOptionGasMargin*$CQ18/1000)+Summary!$O$94*(VLOOKUP(A18,GasTable,17)+Summary!$O$89)) | [30 empty] | Intrinsic Value ($) |  |  | 0 |  | Annuitized Cost ($/MWh) |  |  | #DIV/0! | PV MWh |  | 0 |  |  |  |  | May - Sept |  |  | Oct - Apr | [65 empty] | 0
[11 empty] | Q4 Curve Adder | 0 | 0 | 0 | 0 | 0 | 0 | 0 | 0 | 0 | 0 | 0 | 0 | [118 empty] | Time Value ($) |  |  | 0 |  | Annuitized Cost ($/kW-mo) |  |  | #DIV/0! | Demand Charge Div. |  | 0 |  |  |  |  | 12 Peak Hours |  |  | 13 Peak Hours | [27 empty] | 0
[11 empty] | Transmission Losses | [146 empty] | HE 1100 to 2200 |  |  | HE 0600 to 1000 and 1700 to 2400 | [32 empty] | FW19/(CQ19/1000) | bar: 2 to 13
|  | Calendar | [5 empty] | Discounting |  |  |  | 2: #REF! | Volatilities | [23 empty] | Peak- | Availability | [5 empty] | "Minimum Operation" Take | [7 empty] | "Supplemental Operation" Take | [7 empty] | Minimum |  | Supplemental | [29 empty] | Spread Option Section
[12 empty] | 2: Weekday; 5: Saturday; 8: Sunday; 11: Off-Peak | Monthly |  |  | Monthly |  |  | Monthly |  |  | Monthly |  |  | 15-Day |  |  | 15-Day |  |  | 15-Day |  |  | 15-Day |  |  | Off-Peak | Number Of Various Days |  |  |  |  | Total | MWHs |  |  |  | Effective |  |  |  | MWHs |  |  |  | Effective |  |  |  | Operation |  | Operation |  | Yrs | "Minimum Operation" Market Price Curve | [5 empty] | "Supplemental Operation" Market Price Curve (Mid) | [5 empty] | #REF! | [5 empty] | Volatilities | [8 empty] | Gas Price ($/MWh) | [5 empty] | Gas | Power- | Variable O$M ($/MWh) |  |  |  |  | Power Vols | [5 empty] | Undiscounted Value | [29 empty] | Demand |  |  |  | Contracted Power | [14 empty] | Power Produced from Plant to Fulfill Contract | [10 empty] | Total Fuel & Variable Cost | [9 empty] | Variable Cost | [5 empty] | Excess Power Sold to Nevada |  |  |  | Excess Power Produced from Plant Sold to Market | [14 empty] | Power Bought from Market to Fulfill Contract
|  | Delivery |  |  | Possible | Deal | Deal | Interest | Discount | Cost | Discount | 2: Peak; 5: Peak; 8: Peak | Peak |  |  | Peak Sat |  |  | Peak Sun |  |  | Off-Peak |  |  | Peak |  |  | Peak Sat |  |  | Peak Sun |  |  | Off-Peak |  |  | Power | Between Deal Start And End |  |  |  |  | Outages | Taken |  |  |  | Scalars |  |  |  | Taken |  |  |  | Scalars |  |  |  | MWHs |  | MWHs |  | to | Peak | Peak | Peak | Off-Peak | Peak | Total | Peak | Peak | Peak | Off-Peak | Peak | Total | Peak | Peak | Peak | Off-Peak | Peak | Total | Before Vol Smile Adjustment | [7 empty] | Heat | Peak | Peak | Peak | Off-Peak | Min | Sup | Vol | Gas | Peak | Peak | Peak | Off-Peak | Blended | Peak | Peak | Peak | Off-Peak | Min | Sup | Peak | Peak | Peak | Off-Peak | Min | Sup | Sup | Sup | Sup | Sup | Peak | Peak | Peak | Off-Peak |  |  |  |  | Off-Peak |  | Peak | Peak | Peak | Off-Peak |  | Peak | Peak | Peak | Off-Peak | Total | Charge | Time Value | % of |  | Contracted Net | MWHs Contracted | [6 empty] | Energy | Energy | Energy | Peak Capacity | Peak Capacity | Capacity | Total | "Minimum Operation" MWHs Sold | [6 empty] | "Supplemental Operation" MWHs Sold |  |  |  | Gas Used | Base Gas | Managing Swing | [7 empty] | Variable Cost |  |  | Market Wheeling Cost / Market O&M |  |  | "Minimum Operation" MWHs Sold |  |  |  | "Minimum Operation" MWHs Sold |  |  |  | "Supplemental Operation" MWHs Sold |  |  |  | Volumes |  |  | Market Sales |  |  |  | MWHs Bought from Market |  |  |  | Market Purchases |  |  |  | Revenues | [7 empty] | Expenses | [11 empty] | Net Revenue
|  | Month |  |  | Holiday | Starts | Ends | Rate | Factor | of Funds | Factor | 2: Price; 5: Price; 8: Price; 11: Price | Vol |  |  | Vol |  |  | Vol |  |  | Vol |  |  | Vol |  |  | Vol |  |  | Vol |  |  | Vol |  |  | Corr | Week | Sat | Sun | Hol | Total |  | Peak,Week | Peak,Sat | Peak,Sun | Off-Peak | Peak,Week | Peak,Sat | Peak,Sun | Off-Peak | Peak,Week | Peak,Sat | Peak,Sun | Off-Peak | Peak,Week | Peak,Sat | Peak,Sun | Off-Peak | Taken |  | Taken |  | Exp. | Week | Sat | Sun |  | Total | Blended | Week | Sat | Sun |  | Total | Blended | Week | Sat | Sun |  | Total | Blended | Peak | Peak | Peak | Min Peak | Sup Peak | Off-Peak | Min | Sup | Rate |  | Sat | Sun |  | Blended | All Hours |  | Corr |  | Sat | Sun |  |  |  | Sat | Sun |  | Blended | Blended |  | Sat | Sun |  | Blended | Peak | Peak | Peak-Sun | Off-Peak | Blended |  | Sat | Sun |  |  |  | Sat | Sun |  |  |  | Sat | Sun |  |  |  | Sat | Sun |  |  | Divisor | Blended | Option |  | Hourly Capacity | Peak,Week | Peak, Week | Peak,Sat | Peak,Sat | Peak,Sun | Peak,Sun | Off-Peak | Peak | Off-Peak | Sales | Summer | Winter | Sales | Sales | Peak,Week | Peak,Week | Peak,Sat | Peak,Sat | Peak,Sun | Peak,Sun | Off-Peak | Peak,Week | Peak,Sat | Peak,Sun | Off-Peak | Volumes | Blended Unit | Base Gas | Duke | Penalty | Addt'l Pur. | Addt'l Pur. | Reserv. |  | Total | Volumes | Blended Unit | Total | Cacacity | Blended Unit | Total | Peak,Week | Peak,Sat | Peak,Sun | Off-Peak | Peak,Week | Peak,Sat | Peak,Sun | Off-Peak | Peak,Week | Peak,Sat | Peak,Sun | Off-Peak | Peak | Off-Peak | Total | Peak | Off-Peak | Blended Price | Total | Peak,Week | Peak,Sat | Peak,Sun | Off-Peak | Volumes | Blended Unit | Total | [9 empty] | Plant Operating Costs | [5 empty] | Market Wheeling / O&M |  |  | Market Purchase
[5 empty] | #NAME? | [6 empty] | Bid | Mid | Offer | Bid | Mid | Offer | Bid | Mid | Offer | Bid | Mid | Offer | Bid | Mid | Offer | Bid | Mid | Offer | Bid | Mid | Offer | Bid | Mid | Offer | Bid | Mid | Offer | Bid | Mid | Offer | Bid | Mid | Offer | Bid | Mid | Offer |  | -Hol | -Hol | -Hol |  |  |  | 4164422.4 | 844657.2 | 948909.6 | 0 |  |  |  |  | 832884.48 | 168931.44 | 189781.92 | [5 empty] | Peak Only | Total | Peak Only | Total | [19 empty] | Week | Sat | Sun | Total | Total |  | Blended | Blended | [25 empty] | Wkdy | Sat | [27 empty] | (MW) | WSCC | NPC | WSCC | NPC | WSCC | NPC | #NAME? | 26.67 | 23.31 | ($) | 56.09 | 26.77 | ($) | ($) | WSCC | NPC | WSCC | NPC | WSCC | NPC | #NAME? | 0 | 0 | 0 | 0 | (mmbtu) | ($/mmbtu) | (mmbtu) | Penalty | Value | Volume | Value | Fee |  | $ | (MWHs) | ($/MWH) | ($) | (MW) | ($/MWH) | ($) | 0 | 0 | 0 | 0 | 1191758.7398 | 241842.0758 | 268532.8178 |  | 760070.2068 | 154258.8012 | 171778.878 |  | ($/MWH) | ($/MWH) | (MWHs) | ($) | ($) | ($/MWH) | ($) | #NAME? | #NAME? | #NAME? | #NAME? | (MWHs) | ($/MWH) | ($) |  | Contract Volumes | Contract Price | Contract Sales | Market Volumes | Market Price | Market Sales | Option Value | Total Revenues | Gas (mmbtu) | Gas Price | Gas Cost | O&M Vol | O&M Price | O&M Cost | Wheel (MWh) | Charge | Wheel Cost | Market Volumes | Market Cost | Power Cost
2000Q1 | 2000 | 2000-01-01 | 2000 | 1 | #NAME? | 2000-01-01 | 2000-01-31 | 7.15% | 0.9872 | #REF! | #REF! | 0 | 0 | 0 | 0 | 0 | 0 | 0 | 0 | 0 | 0 | 0 | 0 | 0% | 0% | 0% | 0% | 0% | 0% | 0% | 0% | 0% | 0% | 0% | 0% | 0% | 0% | 0% | 0% | 0% | 0% | 0% | 0% | 0% | 0% | 0% | 0% | 0 | #NAME? | #NAME? | #NAME? | 1 | 31 | 1.5% | 14893.2 | 2836.8 | 4255.2 |  | 1 | 1 | 1 | 1 | 2978.64 | 567.36 | 851.04 |  | 1 | 1 | 1 | 1 | 21985.2 | 21985.2 | 4397.04 | 4397.04 | 0.046543 | 0 | 0 | 0 | 0 | 0 | 0 | 0 | 0 | 0 | 0 | 0 | 0 | 0 | 0 | 0 | 0 | 0 | 0 | 0% | 0% | 0% | 0% | 0% | 0% | 0% | 0% | 7669.863 | 0 | 0 | 0 | 0 | 0 | . | 0% | 0 | 0 | 0 | 0 | 0 | 0 | 0% | 0% | 0% | 0% | 0% | 0% | 0 | 0 | 0 | 0 | 0 | 0 | 0 | 0 | 0 | 0 | 0 | 0 | 0 | 0 | 0 | 0 | 0 | 0 | 0 | 0 | 0 | 0 | 0 | 0 | 0 | 0 | 0 | 0 | 0 | 0 |  | 0 |  | No | 45 | #NAME? | #NAME? | #NAME? | #NAME? | #NAME? | #NAME? | #NAME? | 26.67 | 23.31 | #NAME? | 56.09 | 26.77 | #NAME? | #NAME? | #NAME? | #NAME? | #NAME? | #NAME? | #NAME? | #NAME? | #NAME? | 0 | 0 | 0 | 0 | #NAME? | 2.045 | #NAME? | #NAME? | 0 | #NAME? | #NAME? | 12679 | 0 | #NAME? | #NAME? | 0.75318 | #NAME? | 0 | 5.5522 | 0 |  |  |  |  | 0 | 0 | 0 |  | 0 | 0 | 0 |  | 0 |  | 0 | 0 |  | 0 | 0 | #NAME? | #NAME? | #NAME? | #NAME? | #NAME? | 0 | #NAME? | 1999 | 0 | 0 | 0 | 0 | 0 | 0 | 0 | 0 | 0 | 0 | 0 | 0 | 0 | 0 | 0 | 0 | 0 | 0 | 0 | 0 | 0
2000Q1 | 2000 | 2000-02-01 | 2000 | 2 | #NAME? | 2000-02-01 | 2000-02-29 | 7.15% | 0.9817 | #REF! | #REF! | 0 | 0 | 0 | 0 | 0 | 0 | 0 | 0 | 0 | 0 | 0 | 0 | 0% | 0% | 0% | 0% | 0% | 0% | 0% | 0% | 0% | 0% | 0% | 0% | 0% | 0% | 0% | 0% | 0% | 0% | 0% | 0% | 0% | 0% | 0% | 0% | 0 | 21 | 4 | 4 | 0 | 29 | 1.5% | 14893.2 | 2836.8 | 2836.8 |  | 1 | 1 | 1 | 1 | 2978.64 | 567.36 | 567.36 |  | 1 | 1 | 1 | 1 | 20566.8 | 20566.8 | 4113.36 | 4113.36 | 0.13142 | 0 | 0 | 0 | 0 | 0 | 0 | 0 | 0 | 0 | 0 | 0 | 0 | 0 | 0 | 0 | 0 | 0 | 0 | 0% | 0% | 0% | 0% | 0% | 0% | 0% | 0% | 7671.8173 | 0 | 0 | 0 | 0 | 0 | 0 | 0% | 0 | 0 | 0 | 0 | 0 | 0 | 0% | 0% | 0% | 0% | 0% | 0% | 0 | 0 | 0 | 0 | 0 | 0 | 0 | 0 | 0 | 0 | 0 | 0 | 0 | 0 | 0 | 0 | 0 | 0 | 0 | 0 | 0 | 0 | 0 | 0 | 0 | 0 | 0 | 0 | 0 | 0 |  | 0 |  | No | 45 | 9308.25 | 2792.475 | 1773 | 531.9 | 1773 | 531.9 | 0 | 26.67 | 23.31 | 445669.7018 | 56.09 | 26.77 | 454153.05 | 899822.7518 | 9308.25 | 2792.475 | 1773 | 531.9 | 1773 | 531.9 | 0 | 0 | 0 | 0 | 0 | 128200.0945 | 2.045 | 128200.0945 | 0 | 0 | 0 | 0 | 11861 |  | 274030.1932 | 16710.525 | 0.75337 | 12589.2493 | 0 | 5.5522 | 0 |  |  |  |  | 0 | 0 | 0 |  | 0 | 0 | 0 |  | 0 |  | 0 | 0 |  | 0 | 0 | 0 | 0 | 0 | 0 | 0 | 0 | 0 | 2000 | #NAME? | #NAME? | #NAME? | 67479.6708 | 72.4299 | 4887542.9646 | 0 | #NAME? | 2105170.5424 | -2.8665 | -6034440.1417 | 271596.2958 | #NAME? | #NAME? | 69447.2575 | -5.3949 | -374662.4014 | #NAME? | #NAME? | #NAME? | #NAME?
2000Q1 | 2000 | 2000-03-01 | 2000 | 3 | #NAME? | 2000-03-01 | 2000-03-31 | 7.15% | 0.97587 | #REF! | #REF! | 0 | 0 | 0 | 0 | 0 | 0 | 0 | 0 | 0 | 0 | 0 | 0 | 0% | 0% | 0% | 0% | 0% | 0% | 0% | 0% | 0% | 0% | 0% | 0% | 0% | 0% | 0% | 0% | 0% | 0% | 0% | 0% | 0% | 0% | 0% | 0% | 0 | 23 | 4 | 4 | 0 | 31 | 1.5% | 16311.6 | 2836.8 | 2836.8 |  | 1 | 1 | 1 | 1 | 3262.32 | 567.36 | 567.36 |  | 1 | 1 | 1 | 1 | 21985.2 | 21985.2 | 4397.04 | 4397.04 | 0.21081 | 0 | 0 | 0 | 0 | 0 | 0 | 0 | 0 | 0 | 0 | 0 | 0 | 0 | 0 | 0 | 0 | 0 | 0 | 0% | 0% | 0% | 0% | 0% | 0% | 0% | 0% | 7673.7716 | 0 | 0 | 0 | 0 | 0 | 0 | 0% | 0 | 0 | 0 | 0 | 0 | 0 | 0% | 0% | 0% | 0% | 0% | 0% | 0 | 0 | 0 | 0 | 0 | 0 | 0 | 0 | 0 | 0 | 0 | 0 | 0 | 0 | 0 | 0 | 0 | 0 | 0 | 0 | 0 | 0 | 0 | 0 | 0 | 0 | 0 | 0 | 0 | 0 |  | 0 |  | No | 45 | 10194.75 | 3058.425 | 1773 | 531.9 | 1773 | 531.9 | 0 | 26.67 | 23.31 | 476405.5432 | 56.09 | 26.77 | 485473.95 | 961879.4933 | 10194.75 | 3058.425 | 1773 | 531.9 | 1773 | 531.9 | 0 | 0 | 0 | 0 | 0 | 137076.3902 | 2.045 | 137076.3902 | 0 | 0 | 0 | 0 | 12679 | 0 | 293000.2181 | 17862.975 | 0.75356 | 13460.9015 | 0 | 5.5522 | 0 |  |  |  |  | 0 | 0 | 0 |  | 0 | 0 | 0 |  | 0 |  | 0 | 0 |  | 0 | 0 | 0 | 0 | 0 | 0 | 0 | 0 | 0 | 2001 | #NAME? | #NAME? | #NAME? | 126216.4126 | 59.8233 | 7550687.4926 | 0 | #NAME? | 2575689.5035 | -2.6666 | -6868294.671 | 329756.8127 | #NAME? | #NAME? | 130545.1035 | -5.5292 | -721805.5454 | #NAME? | #NAME? | #NAME? | #NAME?
2000Q2 | 2000 | 2000-04-01 | 2000 | 4 | #NAME? | 2000-04-01 | 2000-04-30 | 7.15% | 0.97025 | #REF! | #REF! | 0 | 0 | 0 | 0 | 0 | 0 | 0 | 0 | 0 | 0 | 0 | 0 | 0% | 0% | 0% | 0% | 0% | 0% | 0% | 0% | 0% | 0% | 0% | 0% | 0% | 0% | 0% | 0% | 0% | 0% | 0% | 0% | 0% | 0% | 0% | 0% | 0 | 20 | 5 | 5 | 0 | 30 | 1.5% | 14184 | 3546 | 3546 |  | 1 | 1 | 1 | 1 | 2836.8 | 709.2 | 709.2 |  | 1 | 1 | 1 | 1 | 21276 | 21276 | 4255.2 | 4255.2 | 0.29569 | 0 | 0 | 0 | 0 | 0 | 0 | 0 | 0 | 0 | 0 | 0 | 0 | 0 | 0 | 0 | 0 | 0 | 0 | 0% | 0% | 0% | 0% | 0% | 0% | 0% | 0% | 7675.7259 | 0 | 0 | 0 | 0 | 0 | 0 | 0% | 0 | 0 | 0 | 0 | 0 | 0 | 0% | 0% | 0% | 0% | 0% | 0% | 0 | 0 | 0 | 0 | 0 | 0 | 0 | 0 | 0 | 0 | 0 | 0 | 0 | 0 | 0 | 0 | 0 | 0 | 0 | 0 | 0 | 0 | 0 | 0 | 0 | 0 | 0 | 0 | 0 | 0 |  | 0 |  | No | 45 | 8865 | 2659.5 | 2216.25 | 664.875 | 2216.25 | 664.875 | 0 | 26.67 | 23.31 | 461037.6225 | 56.09 | 26.77 | 469813.5 | 930851.1225 | 8865 | 2659.5 | 2216.25 | 664.875 | 2216.25 | 664.875 | 0 | 0 | 0 | 0 | 0 | 132688.355 | 2.045 | 132688.355 | 0 | 0 | 0 | 0 | 12270 | 0 | 283617.6861 | 17286.75 | 0.75376 | 13029.9965 | 0 | 5.5522 | 0 |  |  |  |  | 0 | 0 | 0 |  | 0 | 0 | 0 |  | 0 |  | 0 | 0 |  | 0 | 0 | 0 | 0 | 0 | 0 | 0 | 0 | 0 | 2002 | #NAME? | #NAME? | #NAME? | 119680.6028 | 47.6992 | 5708669.1945 | 0 | #NAME? | 2531231.6588 | -2.5966 | -6572707.713 | 323221.0028 | #NAME? | #NAME? | 125412.2685 | -5.6212 | -704961.4591 | #NAME? | #NAME? | #NAME? | #NAME?
2000Q2 | 2000 | 2000-05-01 | 2000 | 5 | #NAME? | 2000-05-01 | 2000-05-31 | 7.15% | 0.96449 | #REF! | #REF! | 0 | 0 | 0 | 0 | 0 | 0 | 0 | 0 | 0 | 0 | 0 | 0 | 0% | 0% | 0% | 0% | 0% | 0% | 0% | 0% | 0% | 0% | 0% | 0% | 0% | 0% | 0% | 0% | 0% | 0% | 0% | 0% | 0% | 0% | 0% | 0% | 0 | #NAME? | #NAME? | #NAME? | 1 | 31 | 1.5% | 15602.4 | 2836.8 | 3546 |  | 1 | 1 | 1 | 1 | 3120.48 | 567.36 | 709.2 |  | 1 | 1 | 1 | 1 | 21985.2 | 21985.2 | 4397.04 | 4397.04 | 0.37782 | 0 | 0 | 0 | 0 | 0 | 0 | 0 | 0 | 0 | 0 | 0 | 0 | 0 | 0 | 0 | 0 | 0 | 0 | 0% | 0% | 0% | 0% | 0% | 0% | 0% | 0% | 7677.6802 | 0 | 0 | 0 | 0 | 0 | 0 | 0% | 0 | 0 | 0 | 0 | 0 | 0 | 0% | 0% | 0% | 0% | 0% | 0% | 0 | 0 | 0 | 0 | 0 | 0 | 0 | 0 | 0 | 0 | 0 | 0 | 0 | 0 | 0 | 0 | 0 | 0 | 0 | 0 | 0 | 0 | 0 | 0 | 0 | 0 | 0 | 0 | 0 | 0 |  | 0 |  | No | 45 | #NAME? | 0 | #NAME? | 0 | #NAME? | 0 | #NAME? | 27.241 | 23.8091 | #NAME? | 57.291 | 27.3432 | #NAME? | #NAME? | #NAME? | 0 | #NAME? | 0 | #NAME? | 0 | #NAME? | 0 | 0 | 0 | 0 | #NAME? | 2.4 | #NAME? | #NAME? | 0 | #NAME? | #NAME? | 24713.2 | 0 | #NAME? | #NAME? | 0.75395 | #NAME? | 0 | 5.5522 | 0 |  |  |  |  | 0 | 0 | 0 |  | 0 | 0 | 0 |  | 0 |  | 0 | 0 |  | 0 | 0 | #NAME? | #NAME? | #NAME? | #NAME? | #NAME? | 0 | #NAME? | 2003 | #NAME? | #NAME? | #NAME? | 113025.0267 | 40.0637 | 4528200.6466 | 0 | #NAME? | 2484273.7086 | -2.5795 | -6408099.1096 | 316565.4267 | #NAME? | #NAME? | 125412.2685 | -2.3433 | -293884.4886 | #NAME? | #NAME? | #NAME? | #NAME?
2000Q2 | 2000 | 2000-06-01 | 2000 | 6 | #NAME? | 2000-06-01 | 2000-06-30 | 7.15% | 0.95894 | #REF! | #REF! | 0 | 0 | 0 | 0 | 0 | 0 | 0 | 0 | 0 | 0 | 0 | 0 | 0% | 0% | 0% | 0% | 0% | 0% | 0% | 0% | 0% | 0% | 0% | 0% | 0% | 0% | 0% | 0% | 0% | 0% | 0% | 0% | 0% | 0% | 0% | 0% | 0 | 22 | 4 | 4 | 0 | 30 | 1.5% | 15602.4 | 2836.8 | 2836.8 |  | 1 | 1 | 1 | 1 | 3120.48 | 567.36 | 567.36 |  | 1 | 1 | 1 | 1 | 21276 | 21276 | 4255.2 | 4255.2 | 0.4627 | 0 | 0 | 0 | 0 | 0 | 0 | 0 | 0 | 0 | 0 | 0 | 0 | 0 | 0 | 0 | 0 | 0 | 0 | 0% | 0% | 0% | 0% | 0% | 0% | 0% | 0% | 7679.6346 | 0 | 0 | 0 | 0 | 0 | 0 | 0% | 0 | 0 | 0 | 0 | 0 | 0 | 0% | 0% | 0% | 0% | 0% | 0% | 0 | 0 | 0 | 0 | 0 | 0 | 0 | 0 | 0 | 0 | 0 | 0 | 0 | 0 | 0 | 0 | 0 | 0 | 0 | 0 | 0 | 0 | 0 | 0 | 0 | 0 | 0 | 0 | 0 | 0 |  | 0 |  | No | 45 | 11701.8 | 0 | 2127.6 | 0 | 2127.6 | 0 | 0 | 27.241 | 23.8091 | 434685.2194 | 57.291 | 27.3432 | 928113.4511 | 1362798.6705 | 11701.8 | 0 | 2127.6 | 0 | 2127.6 | 0 | 0 | 0 | 0 | 0 | 0 | 196070.2859 | 2.4 | 150000 | 0 | 0 | 46070.2859 | 2400.2619 | 24936 | 0 | 387336.2619 | 25196.103 | 0.75414 | 14730 | 9239.103 | 5.5522 | 51297.5905 |  |  |  |  | 3764.079 | 684.378 | 684.378 |  | 3011.2632 | 547.5024 | 547.5024 |  | 9239.103 |  | 9239.103 | 571486.895 |  | 61.8552 | 571486.895 | 0 | 0 | 0 | 0 | 0 | 0 | 0 | 2004 | #NAME? | #NAME? | #NAME? | 104333.4261 | 36.8257 | 3842152.131 | 0 | #NAME? | 2412371.0874 | -2.5959 | -6262341.9978 | 308450.0511 | #NAME? | #NAME? | 106301.0128 | -2.6286 | -279423.3787 | #NAME? | #NAME? | #NAME? | #NAME?
2000Q3 | 2000 | 2000-07-01 | 2000 | 7 | #NAME? | 2000-07-01 | 2000-07-31 | 7.15% | 0.95324 | #REF! | #REF! | 0 | 0 | 0 | 0 | 0 | 0 | 0 | 0 | 0 | 0 | 0 | 0 | 0% | 0% | 0% | 0% | 0% | 0% | 0% | 0% | 0% | 0% | 0% | 0% | 0% | 0% | 0% | 0% | 0% | 0% | 0% | 0% | 0% | 0% | 0% | 0% | 0 | #NAME? | #NAME? | #NAME? | 1 | 31 | 1.5% | 14184 | 3546 | 4255.2 |  | 1 | 1 | 1 | 1 | 2836.8 | 709.2 | 851.04 |  | 1 | 1 | 1 | 1 | 21985.2 | 21985.2 | 4397.04 | 4397.04 | 0.54483 | 0 | 0 | 0 | 0 | 0 | 0 | 0 | 0 | 0 | 0 | 0 | 0 | 0 | 0 | 0 | 0 | 0 | 0 | 0% | 0% | 0% | 0% | 0% | 0% | 0% | 0% | 7681.5889 | 0 | 0 | 0 | 0 | 0 | 0 | 0% | 0 | 0 | 0 | 0 | 0 | 0 | 0% | 0% | 0% | 0% | 0% | 0% | 0 | 0 | 0 | 0 | 0 | 0 | 0 | 0 | 0 | 0 | 0 | 0 | 0 | 0 | 0 | 0 | 0 | 0 | 0 | 0 | 0 | 0 | 0 | 0 | 0 | 0 | 0 | 0 | 0 | 0 |  | 0 |  | No | 45 | #NAME? | 0 | #NAME? | 0 | #NAME? | 0 | #NAME? | 27.241 | 23.8091 | #NAME? | 57.291 | 27.3432 | #NAME? | #NAME? | #NAME? | 0 | #NAME? | 0 | #NAME? | 0 | #NAME? | 0 | 0 | 0 | 0 | #NAME? | 2.4 | #NAME? | #NAME? | 0 | #NAME? | #NAME? | 25444.8 | 0 | #NAME? | #NAME? | 0.75433 | #NAME? | 9547.0731 | 5.5522 | 53007.5101 |  |  |  |  | 3421.89 | 855.4725 | 1026.567 |  | 2737.512 | 684.378 | 821.2536 |  | 9547.0731 |  | 9547.0731 | 767185.5309 |  | 80.3582 | 767185.5309 | #NAME? | #NAME? | #NAME? | #NAME? | #NAME? | 0 | #NAME? | 2005 | #NAME? | #NAME? | #NAME? | 90389.2244 | 39.3387 | 3555792.4265 | 0 | #NAME? | 2300969.8543 | -2.6069 | -5998383.7765 | 293929.6243 | #NAME? | #NAME? | 125412.2685 | -1.9882 | -249340.6889 | #NAME? | #NAME? | #NAME? | #NAME?
2000Q3 | 2000 | 2000-08-01 | 2000 | 8 | #NAME? | 2000-08-01 | 2000-08-31 | 7.15% | 0.94757 | #REF! | #REF! | 0 | 0 | 0 | 0 | 0 | 0 | 0 | 0 | 0 | 0 | 0 | 0 | 0% | 0% | 0% | 0% | 0% | 0% | 0% | 0% | 0% | 0% | 0% | 0% | 0% | 0% | 0% | 0% | 0% | 0% | 0% | 0% | 0% | 0% | 0% | 0% | 0 | 23 | 4 | 4 | 0 | 31 | 1.5% | 16311.6 | 2836.8 | 2836.8 |  | 1 | 1 | 1 | 1 | 3262.32 | 567.36 | 567.36 |  | 1 | 1 | 1 | 1 | 21985.2 | 21985.2 | 4397.04 | 4397.04 | 0.62971 | 0 | 0 | 0 | 0 | 0 | 0 | 0 | 0 | 0 | 0 | 0 | 0 | 0 | 0 | 0 | 0 | 0 | 0 | 0% | 0% | 0% | 0% | 0% | 0% | 0% | 0% | 7683.5432 | 0 | 0 | 0 | 0 | 0 | 0 | 0% | 0 | 0 | 0 | 0 | 0 | 0 | 0% | 0% | 0% | 0% | 0% | 0% | 0 | 0 | 0 | 0 | 0 | 0 | 0 | 0 | 0 | 0 | 0 | 0 | 0 | 0 | 0 | 0 | 0 | 0 | 0 | 0 | 0 | 0 | 0 | 0 | 0 | 0 | 0 | 0 | 0 | 0 |  | 0 |  | No | 45 | 12233.7 | 0 | 2127.6 | 0 | 2127.6 | 0 | 0 | 27.241 | 23.8091 | 449174.7267 | 57.291 | 27.3432 | 959050.5661 | 1408225.2928 | 12233.7 | 0 | 2127.6 | 0 | 2127.6 | 0 | 0 | 0 | 0 | 0 | 0 | 202709.0808 | 2.4 | 155000 | 0 | 0 | 47709.0808 | 2485.6431 | 22382 | 0 | 396867.6431 | 26035.9731 | 0.75452 | 15221 | 9547.0731 | 5.5522 | 53007.5101 |  |  |  |  | 3935.1735 | 684.378 | 684.378 |  | 3148.1388 | 547.5024 | 547.5024 |  | 9547.0731 |  | 9547.0731 | 823772.9289 |  | 86.2854 | 823772.9289 | 0 | 0 | 0 | 0 | 0 | 0 | 0 | 2006 | #NAME? | #NAME? | #NAME? | 98772.8549 | 39.7719 | 3928386.7086 | 0 | #NAME? | 2372972.5273 | -2.6361 | -6255451.9691 | 302313.2549 | #NAME? | #NAME? | 125412.2685 | -2.2377 | -280641.134 | #NAME? | #NAME? | #NAME? | #NAME?
2000Q3 | 2000 | 2000-09-01 | 2000 | 9 | #NAME? | 2000-09-01 | 2000-09-30 | 7.15% | 0.94212 | #REF! | #REF! | 0 | 0 | 0 | 0 | 0 | 0 | 0 | 0 | 0 | 0 | 0 | 0 | 0% | 0% | 0% | 0% | 0% | 0% | 0% | 0% | 0% | 0% | 0% | 0% | 0% | 0% | 0% | 0% | 0% | 0% | 0% | 0% | 0% | 0% | 0% | 0% | 0 | #NAME? | #NAME? | #NAME? | 1 | 30 | 1.5% | 14184 | 3546 | 3546 |  | 1 | 1 | 1 | 1 | 2836.8 | 709.2 | 709.2 |  | 1 | 1 | 1 | 1 | 21276 | 21276 | 4255.2 | 4255.2 | 0.71458 | 0 | 0 | 0 | 0 | 0 | 0 | 0 | 0 | 0 | 0 | 0 | 0 | 0 | 0 | 0 | 0 | 0 | 0 | 0% | 0% | 0% | 0% | 0% | 0% | 0% | 0% | 7685.4975 | 0 | 0 | 0 | 0 | 0 | 0 | 0% | 0 | 0 | 0 | 0 | 0 | 0 | 0% | 0% | 0% | 0% | 0% | 0% | 0 | 0 | 0 | 0 | 0 | 0 | 0 | 0 | 0 | 0 | 0 | 0 | 0 | 0 | 0 | 0 | 0 | 0 | 0 | 0 | 0 | 0 | 0 | 0 | 0 | 0 | 0 | 0 | 0 | 0 |  | 0 |  | No | 45 | #NAME? | 0 | #NAME? | 0 | #NAME? | 0 | #NAME? | 27.241 | 23.8091 | #NAME? | 57.291 | 27.3432 | #NAME? | #NAME? | #NAME? | 0 | #NAME? | 0 | #NAME? | 0 | #NAME? | 0 | 0 | 0 | 0 | #NAME? | 2.4 | #NAME? | #NAME? | 0 | #NAME? | #NAME? | 24000 | 0 | #NAME? | #NAME? | 0.75472 | #NAME? | 9239.103 | 5.5522 | 51297.5905 |  |  |  |  | 3421.89 | 855.4725 | 855.4725 |  | 2737.512 | 684.378 | 684.378 |  | 9239.103 |  | 9239.103 | 866897.1387 |  | 93.8291 | 866897.1387 | #NAME? | #NAME? | #NAME? | #NAME? | #NAME? | 0 | #NAME? | 2007 | #NAME? | #NAME? | #NAME? | 99730.984 | 41.5344 | 4142269.0846 | 0 | #NAME? | 2382449.0779 | -2.6594 | -6335966.7104 | 303271.384 | #NAME? | #NAME? | 125412.2685 | -2.3272 | -291864.3487 | #NAME? | #NAME? | #NAME? | #NAME?
2000Q4 | 2000 | 2000-10-01 | 2000 | 10 | #NAME? | 2000-10-01 | 2000-10-31 | 7.15% | 0.93652 | #REF! | #REF! | 0 | 0 | 0 | 0 | 0 | 0 | 0 | 0 | 0 | 0 | 0 | 0 | 0% | 0% | 0% | 0% | 0% | 0% | 0% | 0% | 0% | 0% | 0% | 0% | 0% | 0% | 0% | 0% | 0% | 0% | 0% | 0% | 0% | 0% | 0% | 0% | 0 | 22 | 4 | 5 | 0 | 31 | 1.5% | 15602.4 | 2836.8 | 3546 |  | 1 | 1 | 1 | 1 | 3120.48 | 567.36 | 709.2 |  | 1 | 1 | 1 | 1 | 21985.2 | 21985.2 | 4397.04 | 4397.04 | 0.79671 | 0 | 0 | 0 | 0 | 0 | 0 | 0 | 0 | 0 | 0 | 0 | 0 | 0 | 0 | 0 | 0 | 0 | 0 | 0% | 0% | 0% | 0% | 0% | 0% | 0% | 0% | 7687.4518 | 0 | 0 | 0 | 0 | 0 | 0 | 0% | 0 | 0 | 0 | 0 | 0 | 0 | 0% | 0% | 0% | 0% | 0% | 0% | 0 | 0 | 0 | 0 | 0 | 0 | 0 | 0 | 0 | 0 | 0 | 0 | 0 | 0 | 0 | 0 | 0 | 0 | 0 | 0 | 0 | 0 | 0 | 0 | 0 | 0 | 0 | 0 | 0 | 0 |  | 0 |  | No | 45 | 9751.5 | 2925.45 | 1773 | 531.9 | 2216.25 | 664.875 | 0 | 27.241 | 23.8091 | 486605.9539 | 57.291 | 27.3432 | 495868.5261 | 982474.48 | 9751.5 | 2925.45 | 1773 | 531.9 | 2216.25 | 664.875 | 0 | 0 | 0 | 0 | 0 | 234501.6056 | 2.4 | 155000 | 0 | 0 | 79501.6056 | 4142.0337 | 24812.4 | 0 | 400954.4337 | 30062.0129 | 0.75491 | 15221 | 12199.0378 | 5.5522 | 67731.8185 |  |  |  |  | 5646.1185 | 1026.567 | 1283.2088 |  | 3011.2632 | 547.5024 | 684.378 |  | 12199.0378 |  | 12199.0378 | 979658.4465 |  | 80.3062 | 979658.4465 | 0 | 0 | 0 | 0 | 0 | 0 | 0 | 2008 | #NAME? | #NAME? | #NAME? | 103101.5457 | 42.5271 | 4384611.5043 | 0 | #NAME? | 2387307.8316 | -2.68 | -6398072.682 | 307218.1707 | #NAME? | #NAME? | 130938.6208 | -2.3735 | -310780.2029 | #NAME? | #NAME? | #NAME? | #NAME?
2000Q4 | 2000 | 2000-11-01 | 2000 | 11 | #NAME? | 2000-11-01 | 2000-11-30 | 7.15% | 0.93113 | #REF! | #REF! | 0 | 0 | 0 | 0 | 0 | 0 | 0 | 0 | 0 | 0 | 0 | 0 | 0% | 0% | 0% | 0% | 0% | 0% | 0% | 0% | 0% | 0% | 0% | 0% | 0% | 0% | 0% | 0% | 0% | 0% | 0% | 0% | 0% | 0% | 0% | 0% | 0 | #NAME? | #NAME? | #NAME? | 1 | 30 | 1.5% | 14893.2 | 2836.8 | 3546 |  | 1 | 1 | 1 | 1 | 2978.64 | 567.36 | 709.2 |  | 1 | 1 | 1 | 1 | 21276 | 21276 | 4255.2 | 4255.2 | 0.88159 | 0 | 0 | 0 | 0 | 0 | 0 | 0 | 0 | 0 | 0 | 0 | 0 | 0 | 0 | 0 | 0 | 0 | 0 | 0% | 0% | 0% | 0% | 0% | 0% | 0% | 0% | 7689.4062 | 0 | 0 | 0 | 0 | 0 | 0 | 0% | 0 | 0 | 0 | 0 | 0 | 0 | 0% | 0% | 0% | 0% | 0% | 0% | 0 | 0 | 0 | 0 | 0 | 0 | 0 | 0 | 0 | 0 | 0 | 0 | 0 | 0 | 0 | 0 | 0 | 0 | 0 | 0 | 0 | 0 | 0 | 0 | 0 | 0 | 0 | 0 | 0 | 0 |  | 0 |  | No | 45 | #NAME? | #NAME? | #NAME? | #NAME? | #NAME? | #NAME? | #NAME? | 27.241 | 23.8091 | #NAME? | 57.291 | 27.3432 | #NAME? | #NAME? | #NAME? | #NAME? | #NAME? | #NAME? | #NAME? | #NAME? | #NAME? | 0 | 0 | 0 | 0 | #NAME? | 2.4 | #NAME? | #NAME? | 0 | #NAME? | #NAME? | 24552 | 0 | #NAME? | #NAME? | 0.7551 | #NAME? | 9837.9338 | 5.5522 | 54622.4343 |  |  |  |  | 5389.4768 | 1026.567 | 0 |  | 2874.3876 | 547.5024 | 0 |  | 9837.9338 |  | 9837.9338 | 580426.626 |  | 58.9988 | 580426.626 | #NAME? | #NAME? | #NAME? | #NAME? | #NAME? | 0 | #NAME? | 2009 | #NAME? | #NAME? | #NAME? | 98653.0887 | 44.0288 | 4343577.2331 | 0 | #NAME? | 2354965.4981 | -2.6996 | -6357366.3298 | 302193.4887 | #NAME? | #NAME? | 130545.1035 | -2.3463 | -306292.3016 | #NAME? | #NAME? | #NAME? | #NAME?
2000Q4 | 2000 | 2000-12-01 | 2000 | 12 | #NAME? | 2000-12-01 | 2000-12-31 | 7.15% | 0.92559 | #REF! | #REF! | 0 | 0 | 0 | 0 | 0 | 0 | 0 | 0 | 0 | 0 | 0 | 0 | 0% | 0% | 0% | 0% | 0% | 0% | 0% | 0% | 0% | 0% | 0% | 0% | 0% | 0% | 0% | 0% | 0% | 0% | 0% | 0% | 0% | 0% | 0% | 0% | 0 | #NAME? | #NAME? | #NAME? | 1 | 31 | 1.5% | 14184 | 3546 | 4255.2 |  | 1 | 1 | 1 | 1 | 2836.8 | 709.2 | 851.04 |  | 1 | 1 | 1 | 1 | 21985.2 | 21985.2 | 4397.04 | 4397.04 | 0.96372 | 0 | 0 | 0 | 0 | 0 | 0 | 0 | 0 | 0 | 0 | 0 | 0 | 0 | 0 | 0 | 0 | 0 | 0 | 0% | 0% | 0% | 0% | 0% | 0% | 0% | 0% | 7691.3605 | 0 | 0 | 0 | 0 | 0 | 0 | 0% | 0 | 0 | 0 | 0 | 0 | 0 | 0% | 0% | 0% | 0% | 0% | 0% | 0 | 0 | 0 | 0 | 0 | 0 | 0 | 0 | 0 | 0 | 0 | 0 | 0 | 0 | 0 | 0 | 0 | 0 | 0 | 0 | 0 | 0 | 0 | 0 | 0 | 0 | 0 | 0 | 0 | 0 |  | 0 |  | No | 45 | #NAME? | #NAME? | #NAME? | #NAME? | #NAME? | #NAME? | #NAME? | 27.241 | 23.8091 | #NAME? | 57.291 | 27.3432 | #NAME? | #NAME? | #NAME? | #NAME? | #NAME? | #NAME? | #NAME? | #NAME? | #NAME? | 0 | 0 | 0 | 0 | #NAME? | 2.4 | #NAME? | #NAME? | 0 | #NAME? | #NAME? | 25990.4 | 0 | #NAME? | #NAME? | 0.75529 | #NAME? | 9837.9338 | 5.5522 | 54622.4343 |  |  |  |  | 5132.835 | 1283.2088 | 0 |  | 2737.512 | 684.378 | 0 |  | 9837.9338 |  | 9837.9338 | 464670.2167 |  | 47.2325 | 464670.2167 | #NAME? | #NAME? | #NAME? | #NAME? | #NAME? | 0 | #NAME? | 2010 | #NAME? | #NAME? | #NAME? | 101955.2125 | 44.2983 | 4516439.5686 | 0 | #NAME? | 2388853.5254 | -3.1285 | -7473572.7253 | 305495.6125 | #NAME? | #NAME? | 130545.1035 | -2.4975 | -326040.8775 | #NAME? | #NAME? | #NAME? | #NAME?
2001Q1 | 2001 | 2001-01-01 | 2001 | 1 | #NAME? | 2001-01-01 | 2001-01-31 | 7.15% | 0.92009 | #REF! | #REF! | 0 | 0 | 0 | 0 | 0 | 0 | 0 | 0 | 0 | 0 | 0 | 0 | 0% | 0% | 0% | 0% | 0% | 0% | 0% | 0% | 0% | 0% | 0% | 0% | 0% | 0% | 0% | 0% | 0% | 0% | 0% | 0% | 0% | 0% | 0% | 0% | 0 | #NAME? | #NAME? | #NAME? | 1 | 31 | 1.5% | 15602.4 | 2836.8 | 3546 |  | 1 | 1 | 1 | 1 | 3120.48 | 567.36 | 709.2 |  | 1 | 1 | 1 | 1 | 21985.2 | 21985.2 | 4397.04 | 4397.04 | 1.0486 | 0 | 0 | 0 | 0 | 0 | 0 | 0 | 0 | 0 | 0 | 0 | 0 | 0 | 0 | 0 | 0 | 0 | 0 | 0% | 0% | 0% | 0% | 0% | 0% | 0% | 0% | 7693.3148 | 0 | 0 | 0 | 0 | 0 | 0 | 0% | 0 | 0 | 0 | 0 | 0 | 0 | 0% | 0% | 0% | 0% | 0% | 0% | 0 | 0 | 0 | 0 | 0 | 0 | 0 | 0 | 0 | 0 | 0 | 0 | 0 | 0 | 0 | 0 | 0 | 0 | 0 | 0 | 0 | 0 | 0 | 0 | 0 | 0 | 0 | 0 | 0 | 0 |  | 0 |  | No | 45 | #NAME? | #NAME? | #NAME? | #NAME? | #NAME? | #NAME? | #NAME? | 27.241 | 23.8091 | #NAME? | 57.291 | 27.3432 | #NAME? | #NAME? | #NAME? | #NAME? | #NAME? | #NAME? | #NAME? | #NAME? | #NAME? | 0 | 0 | 0 | 0 | #NAME? | 2.4 | #NAME? | #NAME? | 0 | #NAME? | #NAME? | 25928.4 | 0 | #NAME? | #NAME? | 0.75548 | #NAME? | 12199.0378 | 5.7188 | 69763.7731 |  |  |  |  | 5646.1185 | 1026.567 | 1283.2088 |  | 3011.2632 | 547.5024 | 684.378 |  | 12199.0378 |  | 20950.5215 | 528464.2627 |  | 42.9884 | 900630.0198 | #NAME? | #NAME? | #NAME? | #NAME? | #NAME? | 0 | #NAME? | 2011 | #NAME? | #NAME? | #NAME? | 98481.9942 | 45.4564 | 4476638.303 | 0 | #NAME? | 2367307.5502 | -3.4398 | -8143180.2322 | 302022.3942 | #NAME? | #NAME? | 130545.1035 | -2.4848 | -324381.9483 | #NAME? | #NAME? | #NAME? | #NAME?
2001Q1 | 2001 | 2001-02-01 | 2001 | 2 | #NAME? | 2001-02-01 | 2001-02-28 | 7.15% | 0.91515 | #REF! | #REF! | 0 | 0 | 0 | 0 | 0 | 0 | 0 | 0 | 0 | 0 | 0 | 0 | 0% | 0% | 0% | 0% | 0% | 0% | 0% | 0% | 0% | 0% | 0% | 0% | 0% | 0% | 0% | 0% | 0% | 0% | 0% | 0% | 0% | 0% | 0% | 0% | 0 | 20 | 4 | 4 | 0 | 28 | 1.5% | 14184 | 2836.8 | 2836.8 |  | 1 | 1 | 1 | 1 | 2836.8 | 567.36 | 567.36 |  | 1 | 1 | 1 | 1 | 19857.6 | 19857.6 | 3971.52 | 3971.52 | 1.1335 | 0 | 0 | 0 | 0 | 0 | 0 | 0 | 0 | 0 | 0 | 0 | 0 | 0 | 0 | 0 | 0 | 0 | 0 | 0% | 0% | 0% | 0% | 0% | 0% | 0% | 0% | 7695.2691 | 0 | 0 | 0 | 0 | 0 | 0 | 0% | 0 | 0 | 0 | 0 | 0 | 0 | 0% | 0% | 0% | 0% | 0% | 0% | 0 | 0 | 0 | 0 | 0 | 0 | 0 | 0 | 0 | 0 | 0 | 0 | 0 | 0 | 0 | 0 | 0 | 0 | 0 | 0 | 0 | 0 | 0 | 0 | 0 | 0 | 0 | 0 | 0 | 0 |  | 0 |  | No | 45 | 8865 | 2659.5 | 1773 | 531.9 | 1773 | 531.9 | 0 | 27.241 | 23.8091 | 439515.0551 | 57.291 | 27.3432 | 447881.2493 | 887396.3045 | 8865 | 2659.5 | 1773 | 531.9 | 1773 | 531.9 | 0 | 0 | 0 | 0 | 0 | 212023.2868 | 2.4 | 140000 | 0 | 0 | 72023.2868 | 222772.3145 | 22271.2 | 0 | 581043.5145 | 27152.7858 | 0.75568 | 13748 | 11018.4858 | 5.7188 | 63012.4402 |  |  |  |  | 5132.835 | 1026.567 | 1026.567 |  | 2737.512 | 547.5024 | 547.5024 |  | 11018.4858 |  | 18923.0517 | 429181.9535 |  | 38.6603 | 731570.4319 | 0 | 0 | 0 | 0 | 0 | 0 | 0 | 2012 | #NAME? | #NAME? | #NAME? | 98841.2926 | 46.3697 | 4583238.4982 | 0 | #NAME? | 2368390.418 | -3.5205 | -8337808.8654 | 302957.9176 | #NAME? | #NAME? | 130938.6208 | -2.561 | -335332.375 | #NAME? | #NAME? | #NAME? | #NAME?
2001Q1 | 2001 | 2001-03-01 | 2001 | 3 | #NAME? | 2001-03-01 | 2001-03-31 | 7.15% | 0.90971 | #REF! | #REF! | 0 | 0 | 0 | 0 | 0 | 0 | 0 | 0 | 0 | 0 | 0 | 0 | 0% | 0% | 0% | 0% | 0% | 0% | 0% | 0% | 0% | 0% | 0% | 0% | 0% | 0% | 0% | 0% | 0% | 0% | 0% | 0% | 0% | 0% | 0% | 0% | 0 | 22 | 5 | 4 | 0 | 31 | 1.5% | 15602.4 | 3546 | 2836.8 |  | 1 | 1 | 1 | 1 | 3120.48 | 709.2 | 567.36 |  | 1 | 1 | 1 | 1 | 21985.2 | 21985.2 | 4397.04 | 4397.04 | 1.2101 | 0 | 0 | 0 | 0 | 0 | 0 | 0 | 0 | 0 | 0 | 0 | 0 | 0 | 0 | 0 | 0 | 0 | 0 | 0% | 0% | 0% | 0% | 0% | 0% | 0% | 0% | 7697.2234 | 0 | 0 | 0 | 0 | 0 | 0 | 0% | 0 | 0 | 0 | 0 | 0 | 0 | 0% | 0% | 0% | 0% | 0% | 0% | 0 | 0 | 0 | 0 | 0 | 0 | 0 | 0 | 0 | 0 | 0 | 0 | 0 | 0 | 0 | 0 | 0 | 0 | 0 | 0 | 0 | 0 | 0 | 0 | 0 | 0 | 0 | 0 | 0 | 0 |  | 0 |  | No | 45 | 9751.5 | 2925.45 | 2216.25 | 664.875 | 1773 | 531.9 | 0 | 27.241 | 23.8091 | 486605.9539 | 57.291 | 27.3432 | 495868.5261 | 982474.48 | 9751.5 | 2925.45 | 2216.25 | 664.875 | 1773 | 531.9 | 0 | 0 | 0 | 0 | 0 | 234799.683 | 2.4 | 155000 | 0 | 0 | 79799.683 | 235450.3451 | 23386.4 | 0 | 630836.7451 | 30062.0129 | 0.75587 | 15221 | 12199.0378 | 5.7188 | 69763.7731 |  |  |  |  | 5646.1185 | 1283.2088 | 1026.567 |  | 3011.2632 | 684.378 | 547.5024 |  | 12199.0378 |  | 20950.5215 | 444776.5495 |  | 35.8616 | 751320.1987 | 0 | 0 | 0 | 0 | 0 | 0 | 0 | 2013 | #NAME? | #NAME? | #NAME? | 97198.7854 | 47.6078 | 4627419.116 | 0 | #NAME? | 2355546.9328 | -3.5973 | -8473717.7764 | 300739.1854 | #NAME? | #NAME? | 130545.1035 | -2.6018 | -339652.7469 | #NAME? | #NAME? | #NAME? | #NAME?
2001Q2 | 2001 | 2001-04-01 | 2001 | 4 | #NAME? | 2001-04-01 | 2001-04-30 | 7.15% | 0.90447 | #REF! | #REF! | 0 | 0 | 0 | 0 | 0 | 0 | 0 | 0 | 0 | 0 | 0 | 0 | 0% | 0% | 0% | 0% | 0% | 0% | 0% | 0% | 0% | 0% | 0% | 0% | 0% | 0% | 0% | 0% | 0% | 0% | 0% | 0% | 0% | 0% | 0% | 0% | 0 | 21 | 4 | 5 | 0 | 30 | 1.5% | 14893.2 | 2836.8 | 3546 |  | 1 | 1 | 1 | 1 | 2978.64 | 567.36 | 709.2 |  | 1 | 1 | 1 | 1 | 21276 | 21276 | 4255.2 | 4255.2 | 1.295 | 0 | 0 | 0 | 0 | 0 | 0 | 0 | 0 | 0 | 0 | 0 | 0 | 0 | 0 | 0 | 0 | 0 | 0 | 0% | 0% | 0% | 0% | 0% | 0% | 0% | 0% | 7699.1778 | 0 | 0 | 0 | 0 | 0 | 0 | 0% | 0 | 0 | 0 | 0 | 0 | 0 | 0% | 0% | 0% | 0% | 0% | 0% | 0 | 0 | 0 | 0 | 0 | 0 | 0 | 0 | 0 | 0 | 0 | 0 | 0 | 0 | 0 | 0 | 0 | 0 | 0 | 0 | 0 | 0 | 0 | 0 | 0 | 0 | 0 | 0 | 0 | 0 |  | 0 |  | No | 45 | 9308.25 | 2792.475 | 1773 | 531.9 | 2216.25 | 664.875 | 0 | 27.241 | 23.8091 | 470908.9877 | 57.291 | 27.3432 | 479872.7672 | 950781.7548 | 9308.25 | 2792.475 | 1773 | 531.9 | 2216.25 | 664.875 | 0 | 0 | 0 | 0 | 0 | 227283.1921 | 2.4 | 150000 | 0 | 0 | 77283.1921 | 218581.2505 | 21552 | 0 | 600133.2505 | 29092.2705 | 0.75606 | 14730 | 11805.5205 | 5.7188 | 67513.3288 |  |  |  |  | 5389.4768 | 1026.567 | 1283.2088 |  | 2874.3876 | 547.5024 | 684.378 |  | 11805.5205 |  | 20274.6983 | 414012.6855 |  | 34.4357 | 698173.8924 | 0 | 0 | 0 | 0 | 0 | 0 | 0 | 2014 | #NAME? | #NAME? | #NAME? | 97506.7556 | 48.2579 | 4705470.9341 | 0 | #NAME? | 2362781.6535 | -3.6689 | -8668852.0394 | 301047.1556 | #NAME? | #NAME? | 130545.1035 | -2.6883 | -350950.7895 | #NAME? | #NAME? | #NAME? | #NAME?
2001Q2 | 2001 | 2001-05-01 | 2001 | 5 | #NAME? | 2001-05-01 | 2001-05-31 | 7.15% | 0.8991 | #REF! | #REF! | 0 | 0 | 0 | 0 | 0 | 0 | 0 | 0 | 0 | 0 | 0 | 0 | 0% | 0% | 0% | 0% | 0% | 0% | 0% | 0% | 0% | 0% | 0% | 0% | 0% | 0% | 0% | 0% | 0% | 0% | 0% | 0% | 0% | 0% | 0% | 0% | 0 | #NAME? | #NAME? | #NAME? | 1 | 31 | 1.5% | 15602.4 | 2836.8 | 3546 |  | 1 | 1 | 1 | 1 | 3120.48 | 567.36 | 709.2 |  | 1 | 1 | 1 | 1 | 21985.2 | 21985.2 | 4397.04 | 4397.04 | 1.3771 | 0 | 0 | 0 | 0 | 0 | 0 | 0 | 0 | 0 | 0 | 0 | 0 | 0 | 0 | 0 | 0 | 0 | 0 | 0% | 0% | 0% | 0% | 0% | 0% | 0% | 0% | 7701.1321 | 0 | 0 | 0 | 0 | 0 | 0 | 0% | 0 | 0 | 0 | 0 | 0 | 0 | 0% | 0% | 0% | 0% | 0% | 0% | 0 | 0 | 0 | 0 | 0 | 0 | 0 | 0 | 0 | 0 | 0 | 0 | 0 | 0 | 0 | 0 | 0 | 0 | 0 | 0 | 0 | 0 | 0 | 0 | 0 | 0 | 0 | 0 | 0 | 0 |  | 0 |  | No | 45 | #NAME? | 0 | #NAME? | 0 | #NAME? | 0 | #NAME? | 27.8948 | 24.3805 | #NAME? | 58.6659 | 27.9994 | #NAME? | #NAME? | #NAME? | 0 | #NAME? | 0 | #NAME? | 0 | #NAME? | 0 | 0 | 0 | 0 | #NAME? | 2.4 | #NAME? | #NAME? | 0 | #NAME? | #NAME? | 21879.8 | 0 | #NAME? | #NAME? | 0.75625 | #NAME? | 9547.0731 | 5.7188 | 54597.7354 |  |  |  |  | 3764.079 | 684.378 | 855.4725 |  | 3011.2632 | 547.5024 | 684.378 |  | 9547.0731 |  | 22276.5039 | 341521.6342 |  | 36.2444 | 807398.3928 | #NAME? | #NAME? | #NAME? | #NAME? | #NAME? | 0 | #NAME? | 2015 | #NAME? | #NAME? | #NAME? | 97506.7555 | 49.8231 | 4858088.5735 | 0 | #NAME? | 2364427.9121 | -3.7316 | -8823055.7289 | 301047.1556 | #NAME? | #NAME? | 130545.1035 | -2.769 | -361479.3131 | #NAME? | #NAME? | #NAME? | #NAME?
2001Q2 | 2001 | 2001-06-01 | 2001 | 6 | #NAME? | 2001-06-01 | 2001-06-30 | 7.15% | 0.89393 | #REF! | #REF! | 0 | 0 | 0 | 0 | 0 | 0 | 0 | 0 | 0 | 0 | 0 | 0 | 0% | 0% | 0% | 0% | 0% | 0% | 0% | 0% | 0% | 0% | 0% | 0% | 0% | 0% | 0% | 0% | 0% | 0% | 0% | 0% | 0% | 0% | 0% | 0% | 0 | 21 | 5 | 4 | 0 | 30 | 1.5% | 14893.2 | 3546 | 2836.8 |  | 1 | 1 | 1 | 1 | 2978.64 | 709.2 | 567.36 |  | 1 | 1 | 1 | 1 | 21276 | 21276 | 4255.2 | 4255.2 | 1.462 | 0 | 0 | 0 | 0 | 0 | 0 | 0 | 0 | 0 | 0 | 0 | 0 | 0 | 0 | 0 | 0 | 0 | 0 | 0% | 0% | 0% | 0% | 0% | 0% | 0% | 0% | 7703.0864 | 0 | 0 | 0 | 0 | 0 | 0 | 0% | 0 | 0 | 0 | 0 | 0 | 0 | 0% | 0% | 0% | 0% | 0% | 0% | 0 | 0 | 0 | 0 | 0 | 0 | 0 | 0 | 0 | 0 | 0 | 0 | 0 | 0 | 0 | 0 | 0 | 0 | 0 | 0 | 0 | 0 | 0 | 0 | 0 | 0 | 0 | 0 | 0 | 0 |  | 0 |  | No | 45 | 11169.9 | 0 | 2659.5 | 0 | 2127.6 | 0 | 0 | 27.8948 | 24.3805 | 445117.6646 | 58.6659 | 27.9994 | 950388.1739 | 1395505.8386 | 11169.9 | 0 | 2659.5 | 0 | 2127.6 | 0 | 0 | 0 | 0 | 0 | 0 | 196669.0395 | 2.4 | 150000 | 0 | 0 | 46669.0395 | 130377.0947 | 21084 | 0 | 511461.0947 | 25196.103 | 0.75644 | 14730 | 9239.103 | 5.7188 | 52836.5182 |  |  |  |  | 3592.9845 | 855.4725 | 684.378 |  | 2874.3876 | 684.378 | 547.5024 |  | 9239.103 |  | 21557.907 | 280617.043 |  | 31.421 | 677371.5774 | 0 | 0 | 0 | 0 | 0 | 0 | 0 | 2016 | #NAME? | #NAME? | #NAME? | 97250.1138 | 50.9958 | 4959349.312 | 0 | #NAME? | 2340738.5732 | -3.7986 | -8891530.2153 | 301366.7388 | #NAME? | #NAME? | 130938.6209 | -2.836 | -371343.7214 | #NAME? | #NAME? | #NAME? | #NAME?
2001Q3 | 2001 | 2001-07-01 | 2001 | 7 | #NAME? | 2001-07-01 | 2001-07-31 | 7.15% | 0.88861 | #REF! | #REF! | 0 | 0 | 0 | 0 | 0 | 0 | 0 | 0 | 0 | 0 | 0 | 0 | 0% | 0% | 0% | 0% | 0% | 0% | 0% | 0% | 0% | 0% | 0% | 0% | 0% | 0% | 0% | 0% | 0% | 0% | 0% | 0% | 0% | 0% | 0% | 0% | 0 | #NAME? | #NAME? | #NAME? | 1 | 31 | 1.5% | 14893.2 | 2836.8 | 4255.2 |  | 1 | 1 | 1 | 1 | 2978.64 | 567.36 | 851.04 |  | 1 | 1 | 1 | 1 | 21985.2 | 21985.2 | 4397.04 | 4397.04 | 1.5441 | 0 | 0 | 0 | 0 | 0 | 0 | 0 | 0 | 0 | 0 | 0 | 0 | 0 | 0 | 0 | 0 | 0 | 0 | 0% | 0% | 0% | 0% | 0% | 0% | 0% | 0% | 7705.0407 | 0 | 0 | 0 | 0 | 0 | 0 | 0% | 0 | 0 | 0 | 0 | 0 | 0 | 0% | 0% | 0% | 0% | 0% | 0% | 0 | 0 | 0 | 0 | 0 | 0 | 0 | 0 | 0 | 0 | 0 | 0 | 0 | 0 | 0 | 0 | 0 | 0 | 0 | 0 | 0 | 0 | 0 | 0 | 0 | 0 | 0 | 0 | 0 | 0 |  | 0 |  | No | 45 | #NAME? | 0 | #NAME? | 0 | #NAME? | 0 | #NAME? | 27.8948 | 24.3805 | #NAME? | 58.6659 | 27.9994 | #NAME? | #NAME? | #NAME? | 0 | #NAME? | 0 | #NAME? | 0 | #NAME? | 0 | 0 | 0 | 0 | #NAME? | 2.4 | #NAME? | #NAME? | 0 | #NAME? | #NAME? | 21662.8 | 0 | #NAME? | #NAME? | 0.75663 | #NAME? | 9547.0731 | 5.7188 | 54597.7354 |  |  |  |  | 3592.9845 | 684.378 | 1026.567 |  | 2874.3876 | 547.5024 | 821.2536 |  | 9547.0731 |  | 22276.5039 | 400569.8656 |  | 44.4318 | 989784.7229 | #NAME? | #NAME? | #NAME? | #NAME? | #NAME? | 0 | #NAME? | 2017 | #NAME? | #NAME? | #NAME? | 97164.5665 | 51.5202 | 5005942.5581 | 0 | #NAME? | 2343052.5989 | -3.8758 | -9081156.0797 | 300704.9666 | #NAME? | #NAME? | 130545.1035 | -2.9273 | -382147.5763 | #NAME? | #NAME? | #NAME? | #NAME?
2001Q3 | 2001 | 2001-08-01 | 2001 | 8 | #NAME? | 2001-08-01 | 2001-08-31 | 7.15% | 0.88333 | #REF! | #REF! | 0 | 0 | 0 | 0 | 0 | 0 | 0 | 0 | 0 | 0 | 0 | 0 | 0% | 0% | 0% | 0% | 0% | 0% | 0% | 0% | 0% | 0% | 0% | 0% | 0% | 0% | 0% | 0% | 0% | 0% | 0% | 0% | 0% | 0% | 0% | 0% | 0 | 23 | 4 | 4 | 0 | 31 | 1.5% | 16311.6 | 2836.8 | 2836.8 |  | 1 | 1 | 1 | 1 | 3262.32 | 567.36 | 567.36 |  | 1 | 1 | 1 | 1 | 21985.2 | 21985.2 | 4397.04 | 4397.04 | 1.629 | 0 | 0 | 0 | 0 | 0 | 0 | 0 | 0 | 0 | 0 | 0 | 0 | 0 | 0 | 0 | 0 | 0 | 0 | 0% | 0% | 0% | 0% | 0% | 0% | 0% | 0% | 7706.995 | 0 | 0 | 0 | 0 | 0 | 0 | 0% | 0 | 0 | 0 | 0 | 0 | 0 | 0% | 0% | 0% | 0% | 0% | 0% | 0 | 0 | 0 | 0 | 0 | 0 | 0 | 0 | 0 | 0 | 0 | 0 | 0 | 0 | 0 | 0 | 0 | 0 | 0 | 0 | 0 | 0 | 0 | 0 | 0 | 0 | 0 | 0 | 0 | 0 |  | 0 |  | No | 45 | 12233.7 | 0 | 2127.6 | 0 | 2127.6 | 0 | 0 | 27.8948 | 24.3805 | 459954.9201 | 58.6659 | 27.9994 | 982067.7797 | 1442022.6998 | 12233.7 | 0 | 2127.6 | 0 | 2127.6 | 0 | 0 | 0 | 0 | 0 | 0 | 203327.7928 | 2.4 | 155000 | 0 | 0 | 48327.7928 | 136439.1241 | 21669 | 0 | 530108.1241 | 26035.9731 | 0.75683 | 15221 | 9547.0731 | 5.7188 | 54597.7354 |  |  |  |  | 3935.1735 | 684.378 | 684.378 |  | 3148.1388 | 547.5024 | 547.5024 |  | 9547.0731 |  | 22276.5039 | 688227.9033 |  | 75.9015 | 1690820.9428 | 0 | 0 | 0 | 0 | 0 | 0 | 0 | 2018 | #NAME? | #NAME? | #NAME? | 96514.4074 | 51.642 | 4984192.705 | 0 | #NAME? | 2345258.8573 | -3.9555 | -9276568.2236 | 300054.8074 | #NAME? | #NAME? | 130545.1035 | -2.995 | -390978.2202 | #NAME? | #NAME? | #NAME? | #NAME?
2001Q3 | 2001 | 2001-09-01 | 2001 | 9 | #NAME? | 2001-09-01 | 2001-09-30 | 7.15% | 0.87825 | #REF! | #REF! | 0 | 0 | 0 | 0 | 0 | 0 | 0 | 0 | 0 | 0 | 0 | 0 | 0% | 0% | 0% | 0% | 0% | 0% | 0% | 0% | 0% | 0% | 0% | 0% | 0% | 0% | 0% | 0% | 0% | 0% | 0% | 0% | 0% | 0% | 0% | 0% | 0 | #NAME? | #NAME? | #NAME? | 1 | 30 | 1.5% | 13474.8 | 3546 | 4255.2 |  | 1 | 1 | 1 | 1 | 2694.96 | 709.2 | 851.04 |  | 1 | 1 | 1 | 1 | 21276 | 21276 | 4255.2 | 4255.2 | 1.7139 | 0 | 0 | 0 | 0 | 0 | 0 | 0 | 0 | 0 | 0 | 0 | 0 | 0 | 0 | 0 | 0 | 0 | 0 | 0% | 0% | 0% | 0% | 0% | 0% | 0% | 0% | 7708.9494 | 0 | 0 | 0 | 0 | 0 | 0 | 0% | 0 | 0 | 0 | 0 | 0 | 0 | 0% | 0% | 0% | 0% | 0% | 0% | 0 | 0 | 0 | 0 | 0 | 0 | 0 | 0 | 0 | 0 | 0 | 0 | 0 | 0 | 0 | 0 | 0 | 0 | 0 | 0 | 0 | 0 | 0 | 0 | 0 | 0 | 0 | 0 | 0 | 0 |  | 0 |  | No | 45 | #NAME? | 0 | #NAME? | 0 | #NAME? | 0 | #NAME? | 27.8948 | 24.3805 | #NAME? | 58.6659 | 27.9994 | #NAME? | #NAME? | #NAME? | 0 | #NAME? | 0 | #NAME? | 0 | #NAME? | 0 | 0 | 0 | 0 | #NAME? | 2.4 | #NAME? | #NAME? | 0 | #NAME? | #NAME? | 20790 | 0 | #NAME? | #NAME? | 0.75702 | #NAME? | 9239.103 | 5.7188 | 52836.5182 |  |  |  |  | 3250.7955 | 855.4725 | 1026.567 |  | 2600.6364 | 684.378 | 821.2536 |  | 9239.103 |  | 21557.907 | 540131.191 |  | 60.6796 | 1308124.3534 | #NAME? | #NAME? | #NAME? | #NAME? | #NAME? | 0 | #NAME? | 2019 | #NAME? | #NAME? | #NAME? | 96514.4074 | 53.8459 | 5196903.0279 | 0 | #NAME? | 2352659.2667 | -4.0502 | -9528754.0111 | 300054.8074 | #NAME? | #NAME? | 130545.1035 | -3.0848 | -402707.5668 | #NAME? | #NAME? | #NAME? | #NAME?
2001Q4 | 2001 | 2001-10-01 | 2001 | 10 | #NAME? | 2001-10-01 | 2001-10-31 | 7.15% | 0.87303 | #REF! | #REF! | 0 | 0 | 0 | 0 | 0 | 0 | 0 | 0 | 0 | 0 | 0 | 0 | 0% | 0% | 0% | 0% | 0% | 0% | 0% | 0% | 0% | 0% | 0% | 0% | 0% | 0% | 0% | 0% | 0% | 0% | 0% | 0% | 0% | 0% | 0% | 0% | 0 | 23 | 4 | 4 | 0 | 31 | 1.5% | 16311.6 | 2836.8 | 2836.8 |  | 1 | 1 | 1 | 1 | 3262.32 | 567.36 | 567.36 |  | 1 | 1 | 1 | 1 | 21985.2 | 21985.2 | 4397.04 | 4397.04 | 1.796 | 0 | 0 | 0 | 0 | 0 | 0 | 0 | 0 | 0 | 0 | 0 | 0 | 0 | 0 | 0 | 0 | 0 | 0 | 0% | 0% | 0% | 0% | 0% | 0% | 0% | 0% | 7710.9037 | 0 | 0 | 0 | 0 | 0 | 0 | 0% | 0 | 0 | 0 | 0 | 0 | 0 | 0% | 0% | 0% | 0% | 0% | 0% | 0 | 0 | 0 | 0 | 0 | 0 | 0 | 0 | 0 | 0 | 0 | 0 | 0 | 0 | 0 | 0 | 0 | 0 | 0 | 0 | 0 | 0 | 0 | 0 | 0 | 0 | 0 | 0 | 0 | 0 |  | 0 |  | No | 45 | 10194.75 | 3058.425 | 1773 | 531.9 | 1773 | 531.9 | 0 | 27.8948 | 24.3805 | 498284.4968 | 58.6659 | 27.9994 | 507769.3707 | 1006053.8675 | 10194.75 | 3058.425 | 1773 | 531.9 | 1773 | 531.9 | 0 | 0 | 0 | 0 | 0 | 235216.9914 | 2.4 | 155000 | 0 | 0 | 80216.9914 | 235612.3234 | 21421 | 0 | 629033.3234 | 30062.0128 | 0.75721 | 15221 | 12199.0378 | 5.7188 | 69763.7731 |  |  |  |  | 5902.7603 | 1026.567 | 1026.567 |  | 3148.1388 | 547.5024 | 547.5024 |  | 12199.0378 |  | 20950.5215 | 599401.9931 |  | 48.358 | 1013126.1883 | 0 | 0 | 0 | 0 | 0 | 0 | 0 | 2020 | #NAME? | #NAME? | #NAME? | 97215.8949 | 53.842 | 5234302.1609 | 0 | #NAME? | 2370185.4022 | -4.157 | -9852789.8491 | 301332.5199 | #NAME? | #NAME? | 130938.6208 | -3.1908 | -417803.5679 | #NAME? | #NAME? | #NAME? | #NAME?
2001Q4 | 2001 | 2001-11-01 | 2001 | 11 | #NAME? | 2001-11-01 | 2001-11-30 | 7.15% | 0.868 | #REF! | #REF! | 0 | 0 | 0 | 0 | 0 | 0 | 0 | 0 | 0 | 0 | 0 | 0 | 0% | 0% | 0% | 0% | 0% | 0% | 0% | 0% | 0% | 0% | 0% | 0% | 0% | 0% | 0% | 0% | 0% | 0% | 0% | 0% | 0% | 0% | 0% | 0% | 0 | #NAME? | #NAME? | #NAME? | 1 | 30 | 1.5% | 14893.2 | 2836.8 | 3546 |  | 1 | 1 | 1 | 1 | 2978.64 | 567.36 | 709.2 |  | 1 | 1 | 1 | 1 | 21276 | 21276 | 4255.2 | 4255.2 | 1.8809 | 0 | 0 | 0 | 0 | 0 | 0 | 0 | 0 | 0 | 0 | 0 | 0 | 0 | 0 | 0 | 0 | 0 | 0 | 0% | 0% | 0% | 0% | 0% | 0% | 0% | 0% | 7712.858 | 0 | 0 | 0 | 0 | 0 | 0 | 0% | 0 | 0 | 0 | 0 | 0 | 0 | 0% | 0% | 0% | 0% | 0% | 0% | 0 | 0 | 0 | 0 | 0 | 0 | 0 | 0 | 0 | 0 | 0 | 0 | 0 | 0 | 0 | 0 | 0 | 0 | 0 | 0 | 0 | 0 | 0 | 0 | 0 | 0 | 0 | 0 | 0 | 0 |  | 0 |  | No | 45 | #NAME? | #NAME? | #NAME? | #NAME? | #NAME? | #NAME? | #NAME? | 27.8948 | 24.3805 | #NAME? | 58.6659 | 27.9994 | #NAME? | #NAME? | #NAME? | #NAME? | #NAME? | #NAME? | #NAME? | #NAME? | #NAME? | 0 | 0 | 0 | 0 | #NAME? | 2.4 | #NAME? | #NAME? | 0 | #NAME? | #NAME? | 21312 | 0 | #NAME? | #NAME? | 0.7574 | #NAME? | 11805.5205 | 5.7188 | 67513.3288 |  |  |  |  | 5389.4768 | 1026.567 | 1283.2088 |  | 2874.3876 | 547.5024 | 684.378 |  | 11805.5205 |  | 20274.6983 | 493679.3786 |  | 41.5715 | 842849.651 | #NAME? | #NAME? | #NAME? | #NAME? | #NAME? | 0 | #NAME? | 2021 | #NAME? | #NAME? | #NAME? | 95676.0444 | 55.4577 | 5305973.0784 | 0 | #NAME? | 2360686.8556 | -4.2586 | -10053224.7385 | 299216.4444 | #NAME? | #NAME? | 130545.1035 | -3.2443 | -423521.3442 | #NAME? | #NAME? | #NAME? | #NAME?
2001Q4 | 2001 | 2001-12-01 | 2001 | 12 | #NAME? | 2001-12-01 | 2001-12-31 | 7.15% | 0.86284 | #REF! | #REF! | 0 | 0 | 0 | 0 | 0 | 0 | 0 | 0 | 0 | 0 | 0 | 0 | 0% | 0% | 0% | 0% | 0% | 0% | 0% | 0% | 0% | 0% | 0% | 0% | 0% | 0% | 0% | 0% | 0% | 0% | 0% | 0% | 0% | 0% | 0% | 0% | 0 | #NAME? | #NAME? | #NAME? | 1 | 31 | 1.5% | 14184 | 3546 | 4255.2 |  | 1 | 1 | 1 | 1 | 2836.8 | 709.2 | 851.04 |  | 1 | 1 | 1 | 1 | 21985.2 | 21985.2 | 4397.04 | 4397.04 | 1.963 | 0 | 0 | 0 | 0 | 0 | 0 | 0 | 0 | 0 | 0 | 0 | 0 | 0 | 0 | 0 | 0 | 0 | 0 | 0% | 0% | 0% | 0% | 0% | 0% | 0% | 0% | 7714.8123 | 0 | 0 | 0 | 0 | 0 | 0 | 0% | 0 | 0 | 0 | 0 | 0 | 0 | 0% | 0% | 0% | 0% | 0% | 0% | 0 | 0 | 0 | 0 | 0 | 0 | 0 | 0 | 0 | 0 | 0 | 0 | 0 | 0 | 0 | 0 | 0 | 0 | 0 | 0 | 0 | 0 | 0 | 0 | 0 | 0 | 0 | 0 | 0 | 0 |  | 0 |  | No | 45 | #NAME? | #NAME? | #NAME? | #NAME? | #NAME? | #NAME? | #NAME? | 27.8948 | 24.3805 | #NAME? | 58.6659 | 27.9994 | #NAME? | #NAME? | #NAME? | #NAME? | #NAME? | #NAME? | #NAME? | #NAME? | #NAME? | 0 | 0 | 0 | 0 | #NAME? | 2.4 | #NAME? | #NAME? | 0 | #NAME? | #NAME? | 22506 | 0 | #NAME? | #NAME? | 0.75759 | #NAME? | 12199.0379 | 5.7188 | 69763.7731 |  |  |  |  | 5132.835 | 1283.2088 | 1539.8505 |  | 2737.512 | 684.378 | 821.2536 |  | 12199.0379 |  | 20950.5215 | 505511.1529 |  | 41.1712 | 862558.4288 | #NAME? | #NAME? | #NAME? | #NAME? | #NAME? | 0 | #NAME? | 2022 | #NAME? | #NAME? | #NAME? | 20890.6384 | 56.2069 | 1174197.4896 | 0 | #NAME? | 1761866.7263 | -4.7653 | -8395843.5556 | 224431.0385 | #NAME? | #NAME? | 25681.2845 | -3.7089 | -95249.1324 | #NAME? | #NAME? | #NAME? | #NAME?
2002Q1 | 2002 | 2002-01-01 | 2002 | 1 | #NAME? | 2002-01-01 | 2002-01-31 | 7.15% | 0.85771 | #REF! | #REF! | 0 | 0 | 0 | 0 | 0 | 0 | 0 | 0 | 0 | 0 | 0 | 0 | 0% | 0% | 0% | 0% | 0% | 0% | 0% | 0% | 0% | 0% | 0% | 0% | 0% | 0% | 0% | 0% | 0% | 0% | 0% | 0% | 0% | 0% | 0% | 0% | 0 | #NAME? | #NAME? | #NAME? | 1 | 31 | 1.5% | 15602.4 | 2836.8 | 3546 |  | 1 | 1 | 1 | 1 | 3120.48 | 567.36 | 709.2 |  | 1 | 1 | 1 | 1 | 21985.2 | 21985.2 | 4397.04 | 4397.04 | 2.0479 | 0 | 0 | 0 | 0 | 0 | 0 | 0 | 0 | 0 | 0 | 0 | 0 | 0 | 0 | 0 | 0 | 0 | 0 | 0% | 0% | 0% | 0% | 0% | 0% | 0% | 0% | 7716.7666 | 0 | 0 | 0 | 0 | 0 | 0 | 0% | 0 | 0 | 0 | 0 | 0 | 0 | 0% | 0% | 0% | 0% | 0% | 0% | 0 | 0 | 0 | 0 | 0 | 0 | 0 | 0 | 0 | 0 | 0 | 0 | 0 | 0 | 0 | 0 | 0 | 0 | 0 | 0 | 0 | 0 | 0 | 0 | 0 | 0 | 0 | 0 | 0 | 0 |  | 0 |  | No | 45 | #NAME? | #NAME? | #NAME? | #NAME? | #NAME? | #NAME? | #NAME? | 27.8948 | 24.3805 | #NAME? | 58.6659 | 27.9994 | #NAME? | #NAME? | #NAME? | #NAME? | #NAME? | #NAME? | #NAME? | #NAME? | #NAME? | 0 | 0 | 0 | 0 | #NAME? | 2.4 | #NAME? | #NAME? | 0 | #NAME? | #NAME? | 22599 | 0 | #NAME? | #NAME? | 0.75779 | #NAME? | 12199.0378 | 5.8904 | 71856.6863 |  |  |  |  | 5646.1185 | 1026.567 | 1283.2088 |  | 3011.2632 | 547.5024 | 684.378 |  | 12199.0378 |  | 20950.5215 | 485943.8054 |  | 39.5296 | 828164.9487 | #NAME? | #NAME? | #NAME? | #NAME? | #NAME? | 0 | #NAME? | Total | #NAME? |  | #NAME? | 2214099.7056 |  | 106500044.7118 | 0 | #NAME? | 53989157.5621 |  | -178491179.1415 | 6898986.2556 |  | #NAME? | 2788241.5193 |  | -8335245.1288 | #NAME? |  | #NAME? | #NAME?
2002Q1 | 2002 | 2002-02-01 | 2002 | 2 | #NAME? | 2002-02-01 | 2002-02-28 | 7.15% | 0.85311 | #REF! | #REF! | 0 | 0 | 0 | 0 | 0 | 0 | 0 | 0 | 0 | 0 | 0 | 0 | 0% | 0% | 0% | 0% | 0% | 0% | 0% | 0% | 0% | 0% | 0% | 0% | 0% | 0% | 0% | 0% | 0% | 0% | 0% | 0% | 0% | 0% | 0% | 0% | 0 | 20 | 4 | 4 | 0 | 28 | 1.5% | 14184 | 2836.8 | 2836.8 |  | 1 | 1 | 1 | 1 | 2836.8 | 567.36 | 567.36 |  | 1 | 1 | 1 | 1 | 19857.6 | 19857.6 | 3971.52 | 3971.52 | 2.1328 | 0 | 0 | 0 | 0 | 0 | 0 | 0 | 0 | 0 | 0 | 0 | 0 | 0 | 0 | 0 | 0 | 0 | 0 | 0% | 0% | 0% | 0% | 0% | 0% | 0% | 0% | 7718.721 | 0 | 0 | 0 | 0 | 0 | 0 | 0% | 0 | 0 | 0 | 0 | 0 | 0 | 0% | 0% | 0% | 0% | 0% | 0% | 0 | 0 | 0 | 0 | 0 | 0 | 0 | 0 | 0 | 0 | 0 | 0 | 0 | 0 | 0 | 0 | 0 | 0 | 0 | 0 | 0 | 0 | 0 | 0 | 0 | 0 | 0 | 0 | 0 | 0 |  | 0 |  | No | 45 | 8865 | 2659.5 | 1773 | 531.9 | 1773 | 531.9 | 0 | 27.8948 | 24.3805 | 450063.4165 | 58.6659 | 27.9994 | 458630.3993 | 908693.8158 | 8865 | 2659.5 | 1773 | 531.9 | 1773 | 531.9 | 0 | 0 | 0 | 0 | 0 | 212669.4418 | 2.4 | 140000 | 0 | 0 | 72669.4418 | 203016.6616 | 19555.2 | 0 | 558571.8616 | 27152.7858 | 0.75798 | 13748 | 11018.4858 | 5.8904 | 64902.8134 |  |  |  |  | 5132.835 | 1026.567 | 1026.567 |  | 2737.512 | 547.5024 | 547.5024 |  | 11018.4858 |  | 18923.0517 | 365826.4896 |  | 32.9533 | 623576.6457 | 0 | 0 | 0 | 0 | 0 | 0 | 0
2002Q1 | 2002 | 2002-03-01 | 2002 | 3 | #NAME? | 2002-03-01 | 2002-03-31 | 7.15% | 0.84803 | #REF! | #REF! | 0 | 0 | 0 | 0 | 0 | 0 | 0 | 0 | 0 | 0 | 0 | 0 | 0% | 0% | 0% | 0% | 0% | 0% | 0% | 0% | 0% | 0% | 0% | 0% | 0% | 0% | 0% | 0% | 0% | 0% | 0% | 0% | 0% | 0% | 0% | 0% | 0 | 21 | 5 | 5 | 0 | 31 | 1.5% | 14893.2 | 3546 | 3546 |  | 1 | 1 | 1 | 1 | 2978.64 | 709.2 | 709.2 |  | 1 | 1 | 1 | 1 | 21985.2 | 21985.2 | 4397.04 | 4397.04 | 2.2094 | 0 | 0 | 0 | 0 | 0 | 0 | 0 | 0 | 0 | 0 | 0 | 0 | 0 | 0 | 0 | 0 | 0 | 0 | 0% | 0% | 0% | 0% | 0% | 0% | 0% | 0% | 7720.6753 | 0 | 0 | 0 | 0 | 0 | 0 | 0% | 0 | 0 | 0 | 0 | 0 | 0 | 0% | 0% | 0% | 0% | 0% | 0% | 0 | 0 | 0 | 0 | 0 | 0 | 0 | 0 | 0 | 0 | 0 | 0 | 0 | 0 | 0 | 0 | 0 | 0 | 0 | 0 | 0 | 0 | 0 | 0 | 0 | 0 | 0 | 0 | 0 | 0 |  | 0 |  | No | 45 | 9308.25 | 2792.475 | 2216.25 | 664.875 | 2216.25 | 664.875 | 0 | 27.8948 | 24.3805 | 498284.4968 | 58.6659 | 27.9994 | 507769.3707 | 1006053.8675 | 9308.25 | 2792.475 | 2216.25 | 664.875 | 2216.25 | 664.875 | 0 | 0 | 0 | 0 | 0 | 235515.0689 | 2.4 | 155000 | 0 | 0 | 80515.0689 | 212913.6178 | 20813.4 | 0 | 605727.0178 | 30062.0129 | 0.75817 | 15221 | 12199.0379 | 5.8904 | 71856.6863 |  |  |  |  | 5389.4768 | 1283.2088 | 1283.2088 |  | 2874.3876 | 684.378 | 684.378 |  | 12199.0379 |  | 20950.5215 | 364447.2894 |  | 29.3848 | 615627.3531 | 0 | 0 | 0 | 0 | 0 | 0 | 0
2002Q2 | 2002 | 2002-04-01 | 2002 | 4 | #NAME? | 2002-04-01 | 2002-04-30 | 7.15% | 0.84316 | #REF! | #REF! | 0 | 0 | 0 | 0 | 0 | 0 | 0 | 0 | 0 | 0 | 0 | 0 | 0% | 0% | 0% | 0% | 0% | 0% | 0% | 0% | 0% | 0% | 0% | 0% | 0% | 0% | 0% | 0% | 0% | 0% | 0% | 0% | 0% | 0% | 0% | 0% | 0 | 22 | 4 | 4 | 0 | 30 | 1.5% | 15602.4 | 2836.8 | 2836.8 |  | 1 | 1 | 1 | 1 | 3120.48 | 567.36 | 567.36 |  | 1 | 1 | 1 | 1 | 21276 | 21276 | 4255.2 | 4255.2 | 2.2943 | 0 | 0 | 0 | 0 | 0 | 0 | 0 | 0 | 0 | 0 | 0 | 0 | 0 | 0 | 0 | 0 | 0 | 0 | 0% | 0% | 0% | 0% | 0% | 0% | 0% | 0% | 7722.6296 | 0 | 0 | 0 | 0 | 0 | 0 | 0% | 0 | 0 | 0 | 0 | 0 | 0 | 0% | 0% | 0% | 0% | 0% | 0% | 0 | 0 | 0 | 0 | 0 | 0 | 0 | 0 | 0 | 0 | 0 | 0 | 0 | 0 | 0 | 0 | 0 | 0 | 0 | 0 | 0 | 0 | 0 | 0 | 0 | 0 | 0 | 0 | 0 | 0 |  | 0 |  | No | 45 | 9751.5 | 2925.45 | 1773 | 531.9 | 1773 | 531.9 | 0 | 27.8948 | 24.3805 | 482210.8034 | 58.6659 | 27.9994 | 491389.7136 | 973600.5169 | 9751.5 | 2925.45 | 1773 | 531.9 | 1773 | 531.9 | 0 | 0 | 0 | 0 | 0 | 227975.501 | 2.4 | 150000 | 0 | 0 | 77975.501 | 199599.2975 | 19332 | 0 | 578931.2975 | 29092.2705 | 0.75836 | 14730 | 11805.5205 | 5.8904 | 69538.7286 |  |  |  |  | 5646.1185 | 1026.567 | 1026.567 |  | 3011.2632 | 547.5024 | 547.5024 |  | 11805.5205 |  | 20274.6982 | 341571.0969 |  | 28.4104 | 576011.3894 | 0 | 0 | 0 | 0 | 0 | 0 | 0
2002Q2 | 2002 | 2002-05-01 | 2002 | 5 | #NAME? | 2002-05-01 | 2002-05-31 | 7.15% | 0.83814 | #REF! | #REF! | 0 | 0 | 0 | 0 | 0 | 0 | 0 | 0 | 0 | 0 | 0 | 0 | 0% | 0% | 0% | 0% | 0% | 0% | 0% | 0% | 0% | 0% | 0% | 0% | 0% | 0% | 0% | 0% | 0% | 0% | 0% | 0% | 0% | 0% | 0% | 0% | 0 | #NAME? | #NAME? | #NAME? | 1 | 31 | 1.5% | 15602.4 | 2836.8 | 3546 |  | 1 | 1 | 1 | 1 | 3120.48 | 567.36 | 709.2 |  | 1 | 1 | 1 | 1 | 21985.2 | 21985.2 | 4397.04 | 4397.04 | 2.3765 | 0 | 0 | 0 | 0 | 0 | 0 | 0 | 0 | 0 | 0 | 0 | 0 | 0 | 0 | 0 | 0 | 0 | 0 | 0% | 0% | 0% | 0% | 0% | 0% | 0% | 0% | 7724.5839 | 0 | 0 | 0 | 0 | 0 | 0 | 0% | 0 | 0 | 0 | 0 | 0 | 0 | 0% | 0% | 0% | 0% | 0% | 0% | 0 | 0 | 0 | 0 | 0 | 0 | 0 | 0 | 0 | 0 | 0 | 0 | 0 | 0 | 0 | 0 | 0 | 0 | 0 | 0 | 0 | 0 | 0 | 0 | 0 | 0 | 0 | 0 | 0 | 0 |  | 0 |  | No | 45 | #NAME? | 0 | #NAME? | 0 | #NAME? | 0 | #NAME? | 28.5643 | 24.9656 | #NAME? | 60.0739 | 28.6714 | #NAME? | #NAME? | #NAME? | 0 | #NAME? | 0 | #NAME? | 0 | #NAME? | 0 | 0 | 0 | 0 | #NAME? | 2.4 | #NAME? | #NAME? | 0 | #NAME? | #NAME? | 19790.4 | 0 | #NAME? | #NAME? | 0.75855 | #NAME? | 9547.0731 | 5.8904 | 56235.6675 |  |  |  |  | 3764.079 | 684.378 | 855.4725 |  | 3011.2632 | 547.5024 | 684.378 |  | 9547.0731 |  | 22276.5039 | 279740.5558 |  | 29.6878 | 661340.4614 | #NAME? | #NAME? | #NAME? | #NAME? | #NAME? | 0 | #NAME?
2002Q2 | 2002 | 2002-06-01 | 2002 | 6 | #NAME? | 2002-06-01 | 2002-06-30 | 7.15% | 0.83332 | #REF! | #REF! | 0 | 0 | 0 | 0 | 0 | 0 | 0 | 0 | 0 | 0 | 0 | 0 | 0% | 0% | 0% | 0% | 0% | 0% | 0% | 0% | 0% | 0% | 0% | 0% | 0% | 0% | 0% | 0% | 0% | 0% | 0% | 0% | 0% | 0% | 0% | 0% | 0 | 20 | 5 | 5 | 0 | 30 | 1.5% | 14184 | 3546 | 3546 |  | 1 | 1 | 1 | 1 | 2836.8 | 709.2 | 709.2 |  | 1 | 1 | 1 | 1 | 21276 | 21276 | 4255.2 | 4255.2 | 2.4613 | 0 | 0 | 0 | 0 | 0 | 0 | 0 | 0 | 0 | 0 | 0 | 0 | 0 | 0 | 0 | 0 | 0 | 0 | 0% | 0% | 0% | 0% | 0% | 0% | 0% | 0% | 7726.5382 | 0 | 0 | 0 | 0 | 0 | 0 | 0% | 0 | 0 | 0 | 0 | 0 | 0 | 0% | 0% | 0% | 0% | 0% | 0% | 0 | 0 | 0 | 0 | 0 | 0 | 0 | 0 | 0 | 0 | 0 | 0 | 0 | 0 | 0 | 0 | 0 | 0 | 0 | 0 | 0 | 0 | 0 | 0 | 0 | 0 | 0 | 0 | 0 | 0 |  | 0 |  | No | 45 | 10638 | 0 | 2659.5 | 0 | 2659.5 | 0 | 0 | 28.5643 | 24.9656 | 455800.4886 | 60.0739 | 28.6714 | 973197.4901 | 1428997.9787 | 10638 | 0 | 2659.5 | 0 | 2659.5 | 0 | 0 | 0 | 0 | 0 | 0 | 156170.3362 | 2.4 | 150000 | 0 | 0 | 6170.3362 | 15710.0014 | 19062 | 0 | 394772.0014 | 20063.268 | 0.75875 | 14730 | 4106.268 | 5.8904 | 24187.3839 |  |  |  |  | 0 | 0 | 0 |  | 2737.512 | 684.378 | 684.378 |  | 4106.268 |  | 16425.072 | 111929.7585 |  | 27.2583 | 447719.034 | 0 | 0 | 0 | 0 | 0 | 0 | 0
2002Q3 | 2002 | 2002-07-01 | 2002 | 7 | #NAME? | 2002-07-01 | 2002-07-31 | 7.15% | 0.82837 | #REF! | #REF! | 0 | 0 | 0 | 0 | 0 | 0 | 0 | 0 | 0 | 0 | 0 | 0 | 0% | 0% | 0% | 0% | 0% | 0% | 0% | 0% | 0% | 0% | 0% | 0% | 0% | 0% | 0% | 0% | 0% | 0% | 0% | 0% | 0% | 0% | 0% | 0% | 0 | #NAME? | #NAME? | #NAME? | 1 | 31 | 1.5% | 15602.4 | 2836.8 | 3546 |  | 1 | 1 | 1 | 1 | 3120.48 | 567.36 | 709.2 |  | 1 | 1 | 1 | 1 | 21985.2 | 21985.2 | 4397.04 | 4397.04 | 2.5435 | 0 | 0 | 0 | 0 | 0 | 0 | 0 | 0 | 0 | 0 | 0 | 0 | 0 | 0 | 0 | 0 | 0 | 0 | 0% | 0% | 0% | 0% | 0% | 0% | 0% | 0% | 7728.4926 | 0 | 0 | 0 | 0 | 0 | 0 | 0% | 0 | 0 | 0 | 0 | 0 | 0 | 0% | 0% | 0% | 0% | 0% | 0% | 0 | 0 | 0 | 0 | 0 | 0 | 0 | 0 | 0 | 0 | 0 | 0 | 0 | 0 | 0 | 0 | 0 | 0 | 0 | 0 | 0 | 0 | 0 | 0 | 0 | 0 | 0 | 0 | 0 | 0 |  | 0 |  | No | 45 | #NAME? | 0 | #NAME? | 0 | #NAME? | 0 | #NAME? | 28.5643 | 24.9656 | #NAME? | 60.0739 | 28.6714 | #NAME? | #NAME? | #NAME? | 0 | #NAME? | 0 | #NAME? | 0 | #NAME? | 0 | 0 | 0 | 0 | #NAME? | 2.4 | #NAME? | #NAME? | 0 | #NAME? | #NAME? | 19666.4 | 0 | #NAME? | #NAME? | 0.75894 | #NAME? | 9547.0731 | 5.8904 | 56235.6675 |  |  |  |  | 3764.079 | 684.378 | 855.4725 |  | 3011.2632 | 547.5024 | 684.378 |  | 9547.0731 |  | 22276.5039 | 353008.0054 |  | 39.1562 | 872262.1467 | #NAME? | #NAME? | #NAME? | #NAME? | #NAME? | 0 | #NAME?
2002Q3 | 2002 | 2002-08-01 | 2002 | 8 | #NAME? | 2002-08-01 | 2002-08-31 | 7.15% | 0.82344 | #REF! | #REF! | 0 | 0 | 0 | 0 | 0 | 0 | 0 | 0 | 0 | 0 | 0 | 0 | 0% | 0% | 0% | 0% | 0% | 0% | 0% | 0% | 0% | 0% | 0% | 0% | 0% | 0% | 0% | 0% | 0% | 0% | 0% | 0% | 0% | 0% | 0% | 0% | 0 | 22 | 5 | 4 | 0 | 31 | 1.5% | 15602.4 | 3546 | 2836.8 |  | 1 | 1 | 1 | 1 | 3120.48 | 709.2 | 567.36 |  | 1 | 1 | 1 | 1 | 21985.2 | 21985.2 | 4397.04 | 4397.04 | 2.6283 | 0 | 0 | 0 | 0 | 0 | 0 | 0 | 0 | 0 | 0 | 0 | 0 | 0 | 0 | 0 | 0 | 0 | 0 | 0% | 0% | 0% | 0% | 0% | 0% | 0% | 0% | 7730.4469 | 0 | 0 | 0 | 0 | 0 | 0 | 0% | 0 | 0 | 0 | 0 | 0 | 0 | 0% | 0% | 0% | 0% | 0% | 0% | 0 | 0 | 0 | 0 | 0 | 0 | 0 | 0 | 0 | 0 | 0 | 0 | 0 | 0 | 0 | 0 | 0 | 0 | 0 | 0 | 0 | 0 | 0 | 0 | 0 | 0 | 0 | 0 | 0 | 0 |  | 0 |  | No | 45 | 11701.8 | 0 | 2659.5 | 0 | 2127.6 | 0 | 0 | 28.5643 | 24.9656 | 470993.8382 | 60.0739 | 28.6714 | 1005637.4064 | 1476631.2446 | 11701.8 | 0 | 2659.5 | 0 | 2127.6 | 0 | 0 | 0 | 0 | 0 | 0 | 203946.5049 | 2.4 | 155000 | 0 | 0 | 48946.5049 | 131055.3123 | 19635.4 | 0 | 522690.7123 | 26035.9731 | 0.75913 | 15221 | 9547.0731 | 5.8904 | 56235.6675 |  |  |  |  | 3764.079 | 855.4725 | 684.378 |  | 3011.2632 | 684.378 | 547.5024 |  | 9547.0731 |  | 22276.5039 | 510588.6954 |  | 56.3105 | 1254401.4204 | 0 | 0 | 0 | 0 | 0 | 0 | 0
2002Q3 | 2002 | 2002-09-01 | 2002 | 9 | #NAME? | 2002-09-01 | 2002-09-30 | 7.15% | 0.8187 | #REF! | #REF! | 0 | 0 | 0 | 0 | 0 | 0 | 0 | 0 | 0 | 0 | 0 | 0 | 0% | 0% | 0% | 0% | 0% | 0% | 0% | 0% | 0% | 0% | 0% | 0% | 0% | 0% | 0% | 0% | 0% | 0% | 0% | 0% | 0% | 0% | 0% | 0% | 0 | #NAME? | #NAME? | #NAME? | 1 | 30 | 1.5% | 14184 | 2836.8 | 4255.2 |  | 1 | 1 | 1 | 1 | 2836.8 | 567.36 | 851.04 |  | 1 | 1 | 1 | 1 | 21276 | 21276 | 4255.2 | 4255.2 | 2.7132 | 0 | 0 | 0 | 0 | 0 | 0 | 0 | 0 | 0 | 0 | 0 | 0 | 0 | 0 | 0 | 0 | 0 | 0 | 0% | 0% | 0% | 0% | 0% | 0% | 0% | 0% | 7732.4012 | 0 | 0 | 0 | 0 | 0 | 0 | 0% | 0 | 0 | 0 | 0 | 0 | 0 | 0% | 0% | 0% | 0% | 0% | 0% | 0 | 0 | 0 | 0 | 0 | 0 | 0 | 0 | 0 | 0 | 0 | 0 | 0 | 0 | 0 | 0 | 0 | 0 | 0 | 0 | 0 | 0 | 0 | 0 | 0 | 0 | 0 | 0 | 0 | 0 |  | 0 |  | No | 45 | #NAME? | 0 | #NAME? | 0 | #NAME? | 0 | #NAME? | 28.5643 | 24.9656 | #NAME? | 60.0739 | 28.6714 | #NAME? | #NAME? | #NAME? | 0 | #NAME? | 0 | #NAME? | 0 | #NAME? | 0 | 0 | 0 | 0 | #NAME? | 2.4 | #NAME? | #NAME? | 0 | #NAME? | #NAME? | 18912 | 0 | #NAME? | #NAME? | 0.75932 | #NAME? | 9239.103 | 5.8904 | 54421.6137 |  |  |  |  | 3421.89 | 684.378 | 1026.567 |  | 2737.512 | 547.5024 | 821.2536 |  | 9239.103 |  | 21557.907 | 411815.2651 |  | 46.2643 | 997360.616 | #NAME? | #NAME? | #NAME? | #NAME? | #NAME? | 0 | #NAME?
2002Q4 | 2002 | 2002-10-01 | 2002 | 10 | #NAME? | 2002-10-01 | 2002-10-31 | 7.15% | 0.81384 | #REF! | #REF! | 0 | 0 | 0 | 0 | 0 | 0 | 0 | 0 | 0 | 0 | 0 | 0 | 0% | 0% | 0% | 0% | 0% | 0% | 0% | 0% | 0% | 0% | 0% | 0% | 0% | 0% | 0% | 0% | 0% | 0% | 0% | 0% | 0% | 0% | 0% | 0% | 0 | 23 | 4 | 4 | 0 | 31 | 1.5% | 16311.6 | 2836.8 | 2836.8 |  | 1 | 1 | 1 | 1 | 3262.32 | 567.36 | 567.36 |  | 1 | 1 | 1 | 1 | 21985.2 | 21985.2 | 4397.04 | 4397.04 | 2.7953 | 0 | 0 | 0 | 0 | 0 | 0 | 0 | 0 | 0 | 0 | 0 | 0 | 0 | 0 | 0 | 0 | 0 | 0 | 0% | 0% | 0% | 0% | 0% | 0% | 0% | 0% | 7734.3555 | 0 | 0 | 0 | 0 | 0 | 0 | 0% | 0 | 0 | 0 | 0 | 0 | 0 | 0% | 0% | 0% | 0% | 0% | 0% | 0 | 0 | 0 | 0 | 0 | 0 | 0 | 0 | 0 | 0 | 0 | 0 | 0 | 0 | 0 | 0 | 0 | 0 | 0 | 0 | 0 | 0 | 0 | 0 | 0 | 0 | 0 | 0 | 0 | 0 |  | 0 |  | No | 45 | 10194.75 | 3058.425 | 1773 | 531.9 | 1773 | 531.9 | 0 | 28.5643 | 24.9656 | 510243.3247 | 60.0739 | 28.6714 | 519955.8356 | 1030199.1603 | 10194.75 | 3058.425 | 1773 | 531.9 | 1773 | 531.9 | 0 | 0 | 0 | 0 | 0 | 235932.3773 | 2.4 | 155000 | 0 | 0 | 80932.3773 | 232958.8576 | 19635.4 | 0 | 624594.2576 | 30062.0128 | 0.75951 | 15221 | 12199.0378 | 5.8904 | 71856.6863 |  |  |  |  | 5902.7603 | 1026.567 | 1026.567 |  | 3148.1388 | 547.5024 | 547.5024 |  | 12199.0378 |  | 20950.5215 | 509197.7121 |  | 41.0806 | 860660.3634 | 0 | 0 | 0 | 0 | 0 | 0 | 0
2002Q4 | 2002 | 2002-11-01 | 2002 | 11 | #NAME? | 2002-11-01 | 2002-11-30 | 7.15% | 0.80916 | #REF! | #REF! | 0 | 0 | 0 | 0 | 0 | 0 | 0 | 0 | 0 | 0 | 0 | 0 | 0% | 0% | 0% | 0% | 0% | 0% | 0% | 0% | 0% | 0% | 0% | 0% | 0% | 0% | 0% | 0% | 0% | 0% | 0% | 0% | 0% | 0% | 0% | 0% | 0 | #NAME? | #NAME? | #NAME? | 1 | 30 | 1.5% | 14184 | 3546 | 3546 |  | 1 | 1 | 1 | 1 | 2836.8 | 709.2 | 709.2 |  | 1 | 1 | 1 | 1 | 21276 | 21276 | 4255.2 | 4255.2 | 2.8802 | 0 | 0 | 0 | 0 | 0 | 0 | 0 | 0 | 0 | 0 | 0 | 0 | 0 | 0 | 0 | 0 | 0 | 0 | 0% | 0% | 0% | 0% | 0% | 0% | 0% | 0% | 7736.3098 | 0 | 0 | 0 | 0 | 0 | 0 | 0% | 0 | 0 | 0 | 0 | 0 | 0 | 0% | 0% | 0% | 0% | 0% | 0% | 0 | 0 | 0 | 0 | 0 | 0 | 0 | 0 | 0 | 0 | 0 | 0 | 0 | 0 | 0 | 0 | 0 | 0 | 0 | 0 | 0 | 0 | 0 | 0 | 0 | 0 | 0 | 0 | 0 | 0 |  | 0 |  | No | 45 | #NAME? | #NAME? | #NAME? | #NAME? | #NAME? | #NAME? | #NAME? | 28.5643 | 24.9656 | #NAME? | 60.0739 | 28.6714 | #NAME? | #NAME? | #NAME? | #NAME? | #NAME? | #NAME? | #NAME? | #NAME? | #NAME? | 0 | 0 | 0 | 0 | #NAME? | 2.4 | #NAME? | #NAME? | 0 | #NAME? | #NAME? | 19566 | 0 | #NAME? | #NAME? | 0.75971 | #NAME? | 11805.5205 | 5.8904 | 69538.7286 |  |  |  |  | 5132.835 | 1283.2088 | 1283.2088 |  | 2737.512 | 684.378 | 684.378 |  | 11805.5205 |  | 20274.6983 | 500365.4882 |  | 42.1345 | 854264.7219 | #NAME? | #NAME? | #NAME? | #NAME? | #NAME? | 0 | #NAME?
2002Q4 | 2002 | 2002-12-01 | 2002 | 12 | #NAME? | 2002-12-01 | 2002-12-31 | 7.15% | 0.80434 | #REF! | #REF! | 0 | 0 | 0 | 0 | 0 | 0 | 0 | 0 | 0 | 0 | 0 | 0 | 0% | 0% | 0% | 0% | 0% | 0% | 0% | 0% | 0% | 0% | 0% | 0% | 0% | 0% | 0% | 0% | 0% | 0% | 0% | 0% | 0% | 0% | 0% | 0% | 0 | #NAME? | #NAME? | #NAME? | 1 | 31 | 1.5% | 14893.2 | 2836.8 | 4255.2 |  | 1 | 1 | 1 | 1 | 2978.64 | 567.36 | 851.04 |  | 1 | 1 | 1 | 1 | 21985.2 | 21985.2 | 4397.04 | 4397.04 | 2.9624 | 0 | 0 | 0 | 0 | 0 | 0 | 0 | 0 | 0 | 0 | 0 | 0 | 0 | 0 | 0 | 0 | 0 | 0 | 0% | 0% | 0% | 0% | 0% | 0% | 0% | 0% | 7738.2642 | 0 | 0 | 0 | 0 | 0 | 0 | 0% | 0 | 0 | 0 | 0 | 0 | 0 | 0% | 0% | 0% | 0% | 0% | 0% | 0 | 0 | 0 | 0 | 0 | 0 | 0 | 0 | 0 | 0 | 0 | 0 | 0 | 0 | 0 | 0 | 0 | 0 | 0 | 0 | 0 | 0 | 0 | 0 | 0 | 0 | 0 | 0 | 0 | 0 |  | 0 |  | No | 45 | #NAME? | #NAME? | #NAME? | #NAME? | #NAME? | #NAME? | #NAME? | 28.5643 | 24.9656 | #NAME? | 60.0739 | 28.6714 | #NAME? | #NAME? | #NAME? | #NAME? | #NAME? | #NAME? | #NAME? | #NAME? | #NAME? | 0 | 0 | 0 | 0 | #NAME? | 2.4 | #NAME? | #NAME? | 0 | #NAME? | #NAME? | 20782.4 | 0 | #NAME? | #NAME? | 0.7599 | #NAME? | 12199.0378 | 5.8904 | 71856.6863 |  |  |  |  | 5389.4768 | 1026.567 | 1539.8505 |  | 2874.3876 | 547.5024 | 821.2536 |  | 12199.0378 |  | 20950.5215 | 496249.4075 |  | 40.4169 | 846755.0256 | #NAME? | #NAME? | #NAME? | #NAME? | #NAME? | 0 | #NAME?
2003Q1 | 2003 | 2003-01-01 | 2003 | 1 | #NAME? | 2003-01-01 | 2003-01-31 | 7.15% | 0.79956 | #REF! | #REF! | 0 | 0 | 0 | 0 | 0 | 0 | 0 | 0 | 0 | 0 | 0 | 0 | 0% | 0% | 0% | 0% | 0% | 0% | 0% | 0% | 0% | 0% | 0% | 0% | 0% | 0% | 0% | 0% | 0% | 0% | 0% | 0% | 0% | 0% | 0% | 0% | 0 | #NAME? | #NAME? | #NAME? | 1 | 31 | 1.5% | 15602.4 | 2836.8 | 3546 |  | 1 | 1 | 1 | 1 | 3120.48 | 567.36 | 709.2 |  | 1 | 1 | 1 | 1 | 21985.2 | 21985.2 | 4397.04 | 4397.04 | 3.0472 | 0 | 0 | 0 | 0 | 0 | 0 | 0 | 0 | 0 | 0 | 0 | 0 | 0 | 0 | 0 | 0 | 0 | 0 | 0% | 0% | 0% | 0% | 0% | 0% | 0% | 0% | 7740.2185 | 0 | 0 | 0 | 0 | 0 | 0 | 0% | 0 | 0 | 0 | 0 | 0 | 0 | 0% | 0% | 0% | 0% | 0% | 0% | 0 | 0 | 0 | 0 | 0 | 0 | 0 | 0 | 0 | 0 | 0 | 0 | 0 | 0 | 0 | 0 | 0 | 0 | 0 | 0 | 0 | 0 | 0 | 0 | 0 | 0 | 0 | 0 | 0 | 0 |  | 0 |  | No | 45 | #NAME? | #NAME? | #NAME? | #NAME? | #NAME? | #NAME? | #NAME? | 28.5643 | 24.9656 | #NAME? | 60.0739 | 28.6714 | #NAME? | #NAME? | #NAME? | #NAME? | #NAME? | #NAME? | #NAME? | #NAME? | #NAME? | 0 | 0 | 0 | 0 | #NAME? | 2.4 | #NAME? | #NAME? | 0 | #NAME? | #NAME? | 20844.4 | 0 | #NAME? | #NAME? | 0.76009 | #NAME? | 12199.0378 | 2.6002 | 31719.5944 |  |  |  |  | 5646.1185 | 1026.567 | 1283.2088 |  | 3011.2632 | 547.5024 | 684.378 |  | 12199.0378 |  | 20950.5215 | 466607.4807 |  | 37.9566 | 795211.2077 | #NAME? | #NAME? | #NAME? | #NAME? | #NAME? | 0 | #NAME?
2003Q1 | 2003 | 2003-02-01 | 2003 | 2 | #NAME? | 2003-02-01 | 2003-02-28 | 7.15% | 0.79527 | #REF! | #REF! | 0 | 0 | 0 | 0 | 0 | 0 | 0 | 0 | 0 | 0 | 0 | 0 | 0% | 0% | 0% | 0% | 0% | 0% | 0% | 0% | 0% | 0% | 0% | 0% | 0% | 0% | 0% | 0% | 0% | 0% | 0% | 0% | 0% | 0% | 0% | 0% | 0 | 20 | 4 | 4 | 0 | 28 | 1.5% | 14184 | 2836.8 | 2836.8 |  | 1 | 1 | 1 | 1 | 2836.8 | 567.36 | 567.36 |  | 1 | 1 | 1 | 1 | 19857.6 | 19857.6 | 3971.52 | 3971.52 | 3.1321 | 0 | 0 | 0 | 0 | 0 | 0 | 0 | 0 | 0 | 0 | 0 | 0 | 0 | 0 | 0 | 0 | 0 | 0 | 0% | 0% | 0% | 0% | 0% | 0% | 0% | 0% | 7742.1728 | 0 | 0 | 0 | 0 | 0 | 0 | 0% | 0 | 0 | 0 | 0 | 0 | 0 | 0% | 0% | 0% | 0% | 0% | 0% | 0 | 0 | 0 | 0 | 0 | 0 | 0 | 0 | 0 | 0 | 0 | 0 | 0 | 0 | 0 | 0 | 0 | 0 | 0 | 0 | 0 | 0 | 0 | 0 | 0 | 0 | 0 | 0 | 0 | 0 |  | 0 |  | No | 45 | 8865 | 2659.5 | 1773 | 531.9 | 1773 | 531.9 | 0 | 28.5643 | 24.9656 | 460864.9385 | 60.0739 | 28.6714 | 469637.5289 | 930502.4674 | 8865 | 2659.5 | 1773 | 531.9 | 1773 | 531.9 | 0 | 0 | 0 | 0 | 0 | 213315.5967 | 2.4 | 140000 | 0 | 0 | 73315.5967 | 200674.9871 | 18099.2 | 0 | 554774.1871 | 27152.7858 | 0.76028 | 13748 | 11018.4858 | 2.6002 | 28649.9562 |  |  |  |  | 5132.835 | 1026.567 | 1026.567 |  | 2737.512 | 547.5024 | 547.5024 |  | 11018.4858 |  | 18923.0517 | 346567.3771 |  | 31.2184 | 590748.1516 | 0 | 0 | 0 | 0 | 0 | 0 | 0
2003Q1 | 2003 | 2003-03-01 | 2003 | 3 | #NAME? | 2003-03-01 | 2003-03-31 | 7.15% | 0.79054 | #REF! | #REF! | 0 | 0 | 0 | 0 | 0 | 0 | 0 | 0 | 0 | 0 | 0 | 0 | 0% | 0% | 0% | 0% | 0% | 0% | 0% | 0% | 0% | 0% | 0% | 0% | 0% | 0% | 0% | 0% | 0% | 0% | 0% | 0% | 0% | 0% | 0% | 0% | 0 | 21 | 5 | 5 | 0 | 31 | 1.5% | 14893.2 | 3546 | 3546 |  | 1 | 1 | 1 | 1 | 2978.64 | 709.2 | 709.2 |  | 1 | 1 | 1 | 1 | 21985.2 | 21985.2 | 4397.04 | 4397.04 | 3.2088 | 0 | 0 | 0 | 0 | 0 | 0 | 0 | 0 | 0 | 0 | 0 | 0 | 0 | 0 | 0 | 0 | 0 | 0 | 0% | 0% | 0% | 0% | 0% | 0% | 0% | 0% | 7744.1271 | 0 | 0 | 0 | 0 | 0 | 0 | 0% | 0 | 0 | 0 | 0 | 0 | 0 | 0% | 0% | 0% | 0% | 0% | 0% | 0 | 0 | 0 | 0 | 0 | 0 | 0 | 0 | 0 | 0 | 0 | 0 | 0 | 0 | 0 | 0 | 0 | 0 | 0 | 0 | 0 | 0 | 0 | 0 | 0 | 0 | 0 | 0 | 0 | 0 |  | 0 |  | No | 45 | 9308.25 | 2792.475 | 2216.25 | 664.875 | 2216.25 | 664.875 | 0 | 28.5643 | 24.9656 | 510243.3247 | 60.0739 | 28.6714 | 519955.8356 | 1030199.1603 | 9308.25 | 2792.475 | 2216.25 | 664.875 | 2216.25 | 664.875 | 0 | 0 | 0 | 0 | 0 | 236230.4547 | 2.4 | 155000 | 0 | 0 | 81230.4547 | 209781.0097 | 19170.4 | 0 | 600951.4097 | 30062.0129 | 0.76047 | 15221 | 12199.0379 | 2.6002 | 31719.5944 |  |  |  |  | 5389.4768 | 1283.2088 | 1283.2088 |  | 2874.3876 | 684.378 | 684.378 |  | 12199.0379 |  | 20950.5215 | 347657.4716 |  | 28.0311 | 587265.8551 | 0 | 0 | 0 | 0 | 0 | 0 | 0
2003Q2 | 2003 | 2003-04-01 | 2003 | 4 | #NAME? | 2003-04-01 | 2003-04-30 | 7.15% | 0.78599 | #REF! | #REF! | 0 | 0 | 0 | 0 | 0 | 0 | 0 | 0 | 0 | 0 | 0 | 0 | 0% | 0% | 0% | 0% | 0% | 0% | 0% | 0% | 0% | 0% | 0% | 0% | 0% | 0% | 0% | 0% | 0% | 0% | 0% | 0% | 0% | 0% | 0% | 0% | 0 | 22 | 4 | 4 | 0 | 30 | 1.5% | 15602.4 | 2836.8 | 2836.8 |  | 1 | 1 | 1 | 1 | 3120.48 | 567.36 | 567.36 |  | 1 | 1 | 1 | 1 | 21276 | 21276 | 4255.2 | 4255.2 | 3.2936 | 0 | 0 | 0 | 0 | 0 | 0 | 0 | 0 | 0 | 0 | 0 | 0 | 0 | 0 | 0 | 0 | 0 | 0 | 0% | 0% | 0% | 0% | 0% | 0% | 0% | 0% | 7746.0814 | 0 | 0 | 0 | 0 | 0 | 0 | 0% | 0 | 0 | 0 | 0 | 0 | 0 | 0% | 0% | 0% | 0% | 0% | 0% | 0 | 0 | 0 | 0 | 0 | 0 | 0 | 0 | 0 | 0 | 0 | 0 | 0 | 0 | 0 | 0 | 0 | 0 | 0 | 0 | 0 | 0 | 0 | 0 | 0 | 0 | 0 | 0 | 0 | 0 |  | 0 |  | No | 45 | 9751.5 | 2925.45 | 1773 | 531.9 | 1773 | 531.9 | 0 | 28.5643 | 24.9656 | 493783.8626 | 60.0739 | 28.6714 | 503183.0667 | 996966.9293 | 9751.5 | 2925.45 | 1773 | 531.9 | 1773 | 531.9 | 0 | 0 | 0 | 0 | 0 | 228667.8098 | 2.4 | 150000 | 0 | 0 | 78667.8098 | 196266.1168 | 17712 | 0 | 573978.1168 | 29092.2705 | 0.76067 | 14730 | 11805.5205 | 2.6002 | 30696.3816 |  |  |  |  | 5646.1185 | 1026.567 | 1026.567 |  | 3011.2632 | 547.5024 | 547.5024 |  | 11805.5205 |  | 13858.6545 | 323283.3403 |  | 27.3841 | 379506.53 | 0 | 0 | 0 | 0 | 0 | 0 | 0
2003Q2 | 2003 | 2003-05-01 | 2003 | 5 | #NAME? | 2003-05-01 | 2003-05-31 | 7.15% | 0.78132 | #REF! | #REF! | 0 | 0 | 0 | 0 | 0 | 0 | 0 | 0 | 0 | 0 | 0 | 0 | 0% | 0% | 0% | 0% | 0% | 0% | 0% | 0% | 0% | 0% | 0% | 0% | 0% | 0% | 0% | 0% | 0% | 0% | 0% | 0% | 0% | 0% | 0% | 0% | 0 | #NAME? | #NAME? | #NAME? | 1 | 31 | 1.5% | 14893.2 | 3546 | 3546 |  | 1 | 1 | 1 | 1 | 2978.64 | 709.2 | 709.2 |  | 1 | 1 | 1 | 1 | 21985.2 | 21985.2 | 4397.04 | 4397.04 | 3.3758 | 0 | 0 | 0 | 0 | 0 | 0 | 0 | 0 | 0 | 0 | 0 | 0 | 0 | 0 | 0 | 0 | 0 | 0 | 0% | 0% | 0% | 0% | 0% | 0% | 0% | 0% | 7748.0358 | 0 | 0 | 0 | 0 | 0 | 0 | 0% | 0 | 0 | 0 | 0 | 0 | 0 | 0% | 0% | 0% | 0% | 0% | 0% | 0 | 0 | 0 | 0 | 0 | 0 | 0 | 0 | 0 | 0 | 0 | 0 | 0 | 0 | 0 | 0 | 0 | 0 | 0 | 0 | 0 | 0 | 0 | 0 | 0 | 0 | 0 | 0 | 0 | 0 |  | 0 |  | No | 45 | #NAME? | 0 | #NAME? | 0 | #NAME? | 0 | #NAME? | 29.2498 | 25.5648 | #NAME? | 61.5157 | 29.3595 | #NAME? | #NAME? | #NAME? | 0 | #NAME? | 0 | #NAME? | 0 | #NAME? | 0 | 0 | 0 | 0 | #NAME? | 2.4 | #NAME? | #NAME? | 0 | #NAME? | #NAME? | 18209.4 | 0 | #NAME? | #NAME? | 0.76086 | #NAME? | 9547.0731 | 2.6002 | 24824.0304 |  |  |  |  | 3592.9845 | 855.4725 | 855.4725 |  | 2874.3876 | 684.378 | 684.378 |  | 9547.0731 |  | 22276.5039 | 263091.0984 |  | 27.9209 | 621979.1331 | #NAME? | #NAME? | #NAME? | #NAME? | #NAME? | 0 | #NAME?
2003Q2 | 2003 | 2003-06-01 | 2003 | 6 | #NAME? | 2003-06-01 | 2003-06-30 | 7.15% | 0.77682 | #REF! | #REF! | 0 | 0 | 0 | 0 | 0 | 0 | 0 | 0 | 0 | 0 | 0 | 0 | 0% | 0% | 0% | 0% | 0% | 0% | 0% | 0% | 0% | 0% | 0% | 0% | 0% | 0% | 0% | 0% | 0% | 0% | 0% | 0% | 0% | 0% | 0% | 0% | 0 | 21 | 4 | 5 | 0 | 30 | 1.5% | 14893.2 | 2836.8 | 3546 |  | 1 | 1 | 1 | 1 | 2978.64 | 567.36 | 709.2 |  | 1 | 1 | 1 | 1 | 21276 | 21276 | 4255.2 | 4255.2 | 3.4606 | 0 | 0 | 0 | 0 | 0 | 0 | 0 | 0 | 0 | 0 | 0 | 0 | 0 | 0 | 0 | 0 | 0 | 0 | 0% | 0% | 0% | 0% | 0% | 0% | 0% | 0% | 7749.9901 | 0 | 0 | 0 | 0 | 0 | 0 | 0% | 0 | 0 | 0 | 0 | 0 | 0 | 0% | 0% | 0% | 0% | 0% | 0% | 0 | 0 | 0 | 0 | 0 | 0 | 0 | 0 | 0 | 0 | 0 | 0 | 0 | 0 | 0 | 0 | 0 | 0 | 0 | 0 | 0 | 0 | 0 | 0 | 0 | 0 | 0 | 0 | 0 | 0 |  | 0 |  | No | 45 | 11169.9 | 0 | 2127.6 | 0 | 2659.5 | 0 | 0 | 29.2498 | 25.5648 | 466739.7003 | 61.5157 | 29.3595 | 996554.2299 | 1463293.9302 | 11169.9 | 0 | 2127.6 | 0 | 2659.5 | 0 | 0 | 0 | 0 | 0 | 0 | 156644.3495 | 2.4 | 150000 | 0 | 0 | 6644.3495 | 16565.2286 | 17814 | 0 | 394379.2286 | 20063.268 | 0.76105 | 14730 | 4106.268 | 2.6002 | 10677.0023 |  |  |  |  | 0 | 0 | 0 |  | 2874.3876 | 547.5024 | 684.378 |  | 4106.268 |  | 16425.072 | 110323.4227 |  | 26.8671 | 441293.6906 | 0 | 0 | 0 | 0 | 0 | 0 | 0
2003Q3 | 2003 | 2003-07-01 | 2003 | 7 | #NAME? | 2003-07-01 | 2003-07-31 | 7.15% | 0.77221 | #REF! | #REF! | 0 | 0 | 0 | 0 | 0 | 0 | 0 | 0 | 0 | 0 | 0 | 0 | 0% | 0% | 0% | 0% | 0% | 0% | 0% | 0% | 0% | 0% | 0% | 0% | 0% | 0% | 0% | 0% | 0% | 0% | 0% | 0% | 0% | 0% | 0% | 0% | 0 | #NAME? | #NAME? | #NAME? | 1 | 31 | 1.5% | 15602.4 | 2836.8 | 3546 |  | 1 | 1 | 1 | 1 | 3120.48 | 567.36 | 709.2 |  | 1 | 1 | 1 | 1 | 21985.2 | 21985.2 | 4397.04 | 4397.04 | 3.5428 | 0 | 0 | 0 | 0 | 0 | 0 | 0 | 0 | 0 | 0 | 0 | 0 | 0 | 0 | 0 | 0 | 0 | 0 | 0% | 0% | 0% | 0% | 0% | 0% | 0% | 0% | 7751.9444 | 0 | 0 | 0 | 0 | 0 | 0 | 0% | 0 | 0 | 0 | 0 | 0 | 0 | 0% | 0% | 0% | 0% | 0% | 0% | 0 | 0 | 0 | 0 | 0 | 0 | 0 | 0 | 0 | 0 | 0 | 0 | 0 | 0 | 0 | 0 | 0 | 0 | 0 | 0 | 0 | 0 | 0 | 0 | 0 | 0 | 0 | 0 | 0 | 0 |  | 0 |  | No | 45 | #NAME? | 0 | #NAME? | 0 | #NAME? | 0 | #NAME? | 29.2498 | 25.5648 | #NAME? | 61.5157 | 29.3595 | #NAME? | #NAME? | #NAME? | 0 | #NAME? | 0 | #NAME? | 0 | #NAME? | 0 | 0 | 0 | 0 | #NAME? | 2.4 | #NAME? | #NAME? | 0 | #NAME? | #NAME? | 18482.2 | 0 | #NAME? | #NAME? | 0.76124 | #NAME? | 9547.0731 | 2.6002 | 24824.0304 |  |  |  |  | 3764.079 | 684.378 | 855.4725 |  | 3011.2632 | 547.5024 | 684.378 |  | 9547.0731 |  | 22276.5039 | 338102.2394 |  | 37.5028 | 835430.87 | #NAME? | #NAME? | #NAME? | #NAME? | #NAME? | 0 | #NAME?
2003Q3 | 2003 | 2003-08-01 | 2003 | 8 | #NAME? | 2003-08-01 | 2003-08-31 | 7.15% | 0.76762 | #REF! | #REF! | 0 | 0 | 0 | 0 | 0 | 0 | 0 | 0 | 0 | 0 | 0 | 0 | 0% | 0% | 0% | 0% | 0% | 0% | 0% | 0% | 0% | 0% | 0% | 0% | 0% | 0% | 0% | 0% | 0% | 0% | 0% | 0% | 0% | 0% | 0% | 0% | 0 | 21 | 5 | 5 | 0 | 31 | 1.5% | 14893.2 | 3546 | 3546 |  | 1 | 1 | 1 | 1 | 2978.64 | 709.2 | 709.2 |  | 1 | 1 | 1 | 1 | 21985.2 | 21985.2 | 4397.04 | 4397.04 | 3.6277 | 0 | 0 | 0 | 0 | 0 | 0 | 0 | 0 | 0 | 0 | 0 | 0 | 0 | 0 | 0 | 0 | 0 | 0 | 0% | 0% | 0% | 0% | 0% | 0% | 0% | 0% | 7753.8987 | 0 | 0 | 0 | 0 | 0 | 0 | 0% | 0 | 0 | 0 | 0 | 0 | 0 | 0% | 0% | 0% | 0% | 0% | 0% | 0 | 0 | 0 | 0 | 0 | 0 | 0 | 0 | 0 | 0 | 0 | 0 | 0 | 0 | 0 | 0 | 0 | 0 | 0 | 0 | 0 | 0 | 0 | 0 | 0 | 0 | 0 | 0 | 0 | 0 |  | 0 |  | No | 45 | 11169.9 | 0 | 2659.5 | 0 | 2659.5 | 0 | 0 | 29.2498 | 25.5648 | 482297.6903 | 61.5157 | 29.3595 | 1029772.7042 | 1512070.3945 | 11169.9 | 0 | 2659.5 | 0 | 2659.5 | 0 | 0 | 0 | 0 | 0 | 0 | 204565.217 | 2.4 | 155000 | 0 | 0 | 49565.217 | 131565.4198 | 18612.4 | 0 | 522177.8198 | 26035.9731 | 0.76143 | 15221 | 9547.0731 | 2.6002 | 24824.0304 |  |  |  |  | 3592.9845 | 855.4725 | 855.4725 |  | 2874.3876 | 684.378 | 684.378 |  | 9547.0731 |  | 22276.5039 | 473351.4437 |  | 52.2038 | 1162917.8801 | 0 | 0 | 0 | 0 | 0 | 0 | 0
2003Q3 | 2003 | 2003-09-01 | 2003 | 9 | #NAME? | 2003-09-01 | 2003-09-30 | 7.15% | 0.7632 | #REF! | #REF! | 0 | 0 | 0 | 0 | 0 | 0 | 0 | 0 | 0 | 0 | 0 | 0 | 0% | 0% | 0% | 0% | 0% | 0% | 0% | 0% | 0% | 0% | 0% | 0% | 0% | 0% | 0% | 0% | 0% | 0% | 0% | 0% | 0% | 0% | 0% | 0% | 0 | #NAME? | #NAME? | #NAME? | 1 | 30 | 1.5% | 14893.2 | 2836.8 | 3546 |  | 1 | 1 | 1 | 1 | 2978.64 | 567.36 | 709.2 |  | 1 | 1 | 1 | 1 | 21276 | 21276 | 4255.2 | 4255.2 | 3.7125 | 0 | 0 | 0 | 0 | 0 | 0 | 0 | 0 | 0 | 0 | 0 | 0 | 0 | 0 | 0 | 0 | 0 | 0 | 0% | 0% | 0% | 0% | 0% | 0% | 0% | 0% | 7755.853 | 0 | 0 | 0 | 0 | 0 | 0 | 0% | 0 | 0 | 0 | 0 | 0 | 0 | 0% | 0% | 0% | 0% | 0% | 0% | 0 | 0 | 0 | 0 | 0 | 0 | 0 | 0 | 0 | 0 | 0 | 0 | 0 | 0 | 0 | 0 | 0 | 0 | 0 | 0 | 0 | 0 | 0 | 0 | 0 | 0 | 0 | 0 | 0 | 0 |  | 0 |  | No | 45 | #NAME? | 0 | #NAME? | 0 | #NAME? | 0 | #NAME? | 29.2498 | 25.5648 | #NAME? | 61.5157 | 29.3595 | #NAME? | #NAME? | #NAME? | 0 | #NAME? | 0 | #NAME? | 0 | #NAME? | 0 | 0 | 0 | 0 | #NAME? | 2.4 | #NAME? | #NAME? | 0 | #NAME? | #NAME? | 18192 | 0 | #NAME? | #NAME? | 0.76162 | #NAME? | 9239.103 | 2.6002 | 24023.2552 |  |  |  |  | 3592.9845 | 684.378 | 855.4725 |  | 2874.3876 | 547.5024 | 684.378 |  | 9239.103 |  | 21557.907 | 398583.4256 |  | 44.7778 | 965314.8985 | #NAME? | #NAME? | #NAME? | #NAME? | #NAME? | 0 | #NAME?
2003Q4 | 2003 | 2003-10-01 | 2003 | 10 | #NAME? | 2003-10-01 | 2003-10-31 | 7.15% | 0.75866 | #REF! | #REF! | 0 | 0 | 0 | 0 | 0 | 0 | 0 | 0 | 0 | 0 | 0 | 0 | 0% | 0% | 0% | 0% | 0% | 0% | 0% | 0% | 0% | 0% | 0% | 0% | 0% | 0% | 0% | 0% | 0% | 0% | 0% | 0% | 0% | 0% | 0% | 0% | 0 | 23 | 4 | 4 | 0 | 31 | 1.5% | 16311.6 | 2836.8 | 2836.8 |  | 1 | 1 | 1 | 1 | 3262.32 | 567.36 | 567.36 |  | 1 | 1 | 1 | 1 | 21985.2 | 21985.2 | 4397.04 | 4397.04 | 3.7947 | 0 | 0 | 0 | 0 | 0 | 0 | 0 | 0 | 0 | 0 | 0 | 0 | 0 | 0 | 0 | 0 | 0 | 0 | 0% | 0% | 0% | 0% | 0% | 0% | 0% | 0% | 7757.8074 | 0 | 0 | 0 | 0 | 0 | 0 | 0% | 0 | 0 | 0 | 0 | 0 | 0 | 0% | 0% | 0% | 0% | 0% | 0% | 0 | 0 | 0 | 0 | 0 | 0 | 0 | 0 | 0 | 0 | 0 | 0 | 0 | 0 | 0 | 0 | 0 | 0 | 0 | 0 | 0 | 0 | 0 | 0 | 0 | 0 | 0 | 0 | 0 | 0 |  | 0 |  | No | 45 | 10194.75 | 3058.425 | 1773 | 531.9 | 1773 | 531.9 | 0 | 29.2498 | 25.5648 | 522489.1645 | 61.5157 | 29.3595 | 532434.7756 | 1054923.9402 | 10194.75 | 3058.425 | 1773 | 531.9 | 1773 | 531.9 | 0 | 0 | 0 | 0 | 0 | 236647.7631 | 2.4 | 155000 | 0 | 0 | 81647.7631 | 235774.7788 | 18891.4 | 0 | 626666.1788 | 30062.0128 | 0.76182 | 15221 | 12199.0378 | 2.6002 | 31719.5944 |  |  |  |  | 5902.7603 | 1026.567 | 1026.567 |  | 3148.1388 | 547.5024 | 547.5024 |  | 12199.0378 |  | 20950.5215 | 471299.7934 |  | 38.0231 | 796604.2301 | 0 | 0 | 0 | 0 | 0 | 0 | 0
2003Q4 | 2003 | 2003-11-01 | 2003 | 11 | #NAME? | 2003-11-01 | 2003-11-30 | 7.15% | 0.7543 | #REF! | #REF! | 0 | 0 | 0 | 0 | 0 | 0 | 0 | 0 | 0 | 0 | 0 | 0 | 0% | 0% | 0% | 0% | 0% | 0% | 0% | 0% | 0% | 0% | 0% | 0% | 0% | 0% | 0% | 0% | 0% | 0% | 0% | 0% | 0% | 0% | 0% | 0% | 0 | #NAME? | #NAME? | #NAME? | 1 | 30 | 1.5% | 13474.8 | 3546 | 4255.2 |  | 1 | 1 | 1 | 1 | 2694.96 | 709.2 | 851.04 |  | 1 | 1 | 1 | 1 | 21276 | 21276 | 4255.2 | 4255.2 | 3.8795 | 0 | 0 | 0 | 0 | 0 | 0 | 0 | 0 | 0 | 0 | 0 | 0 | 0 | 0 | 0 | 0 | 0 | 0 | 0% | 0% | 0% | 0% | 0% | 0% | 0% | 0% | 7759.7617 | 0 | 0 | 0 | 0 | 0 | 0 | 0% | 0 | 0 | 0 | 0 | 0 | 0 | 0% | 0% | 0% | 0% | 0% | 0% | 0 | 0 | 0 | 0 | 0 | 0 | 0 | 0 | 0 | 0 | 0 | 0 | 0 | 0 | 0 | 0 | 0 | 0 | 0 | 0 | 0 | 0 | 0 | 0 | 0 | 0 | 0 | 0 | 0 | 0 |  | 0 |  | No | 45 | #NAME? | #NAME? | #NAME? | #NAME? | #NAME? | #NAME? | #NAME? | 29.2498 | 25.5648 | #NAME? | 61.5157 | 29.3595 | #NAME? | #NAME? | #NAME? | #NAME? | #NAME? | #NAME? | #NAME? | #NAME? | #NAME? | 0 | 0 | 0 | 0 | #NAME? | 2.4 | #NAME? | #NAME? | 0 | #NAME? | #NAME? | 18846 | 0 | #NAME? | #NAME? | 0.76201 | #NAME? | 11805.5205 | 2.6002 | 30696.3816 |  |  |  |  | 4876.1932 | 1283.2088 | 1539.8505 |  | 2600.6364 | 684.378 | 821.2536 |  | 11805.5205 |  | 20274.6982 | 471273.882 |  | 39.6848 | 804597.1619 | #NAME? | #NAME? | #NAME? | #NAME? | #NAME? | 0 | #NAME?
2003Q4 | 2003 | 2003-12-01 | 2003 | 12 | #NAME? | 2003-12-01 | 2003-12-31 | 7.15% | 0.74981 | #REF! | #REF! | 0 | 0 | 0 | 0 | 0 | 0 | 0 | 0 | 0 | 0 | 0 | 0 | 0% | 0% | 0% | 0% | 0% | 0% | 0% | 0% | 0% | 0% | 0% | 0% | 0% | 0% | 0% | 0% | 0% | 0% | 0% | 0% | 0% | 0% | 0% | 0% | 0 | #NAME? | #NAME? | #NAME? | 1 | 31 | 1.5% | 15602.4 | 2836.8 | 3546 |  | 1 | 1 | 1 | 1 | 3120.48 | 567.36 | 709.2 |  | 1 | 1 | 1 | 1 | 21985.2 | 21985.2 | 4397.04 | 4397.04 | 3.9617 | 0 | 0 | 0 | 0 | 0 | 0 | 0 | 0 | 0 | 0 | 0 | 0 | 0 | 0 | 0 | 0 | 0 | 0 | 0% | 0% | 0% | 0% | 0% | 0% | 0% | 0% | 7717.648 | 0 | 0 | 0 | 0 | 0 | 0 | 0% | 0 | 0 | 0 | 0 | 0 | 0 | 0% | 0% | 0% | 0% | 0% | 0% | 0 | 0 | 0 | 0 | 0 | 0 | 0 | 0 | 0 | 0 | 0 | 0 | 0 | 0 | 0 | 0 | 0 | 0 | 0 | 0 | 0 | 0 | 0 | 0 | 0 | 0 | 0 | 0 | 0 | 0 |  | 0 |  | No | 45 | #NAME? | #NAME? | #NAME? | #NAME? | #NAME? | #NAME? | #NAME? | 29.2498 | 25.5648 | #NAME? | 61.5157 | 29.3595 | #NAME? | #NAME? | #NAME? | #NAME? | #NAME? | #NAME? | #NAME? | #NAME? | #NAME? | 0 | 0 | 0 | 0 | #NAME? | 2.4 | #NAME? | #NAME? | 0 | #NAME? | #NAME? | 20038.4 | 0 | #NAME? | #NAME? | 0.75787 | #NAME? | 12199.0378 | 2.6002 | 31719.5944 |  |  |  |  | 5646.1185 | 1026.567 | 1283.2088 |  | 3011.2632 | 547.5024 | 684.378 |  | 12199.0378 |  | 20950.5215 | 473060.23 |  | 38.5283 | 807187.1142 | #NAME? | #NAME? | #NAME? | #NAME? | #NAME? | 0 | #NAME?
2004Q1 | 2004 | 2004-01-01 | 2004 | 1 | #NAME? | 2004-01-01 | 2004-01-31 | 7.15% | 0.74536 | #REF! | #REF! | 0 | 0 | 0 | 0 | 0 | 0 | 0 | 0 | 0 | 0 | 0 | 0 | 0% | 0% | 0% | 0% | 0% | 0% | 0% | 0% | 0% | 0% | 0% | 0% | 0% | 0% | 0% | 0% | 0% | 0% | 0% | 0% | 0% | 0% | 0% | 0% | 0 | #NAME? | #NAME? | #NAME? | 1 | 31 | 1.5% | 14893.2 | 3546 | 3546 |  | 1 | 1 | 1 | 1 | 2978.64 | 709.2 | 709.2 |  | 1 | 1 | 1 | 1 | 21985.2 | 21985.2 | 4397.04 | 4397.04 | 4.0465 | 0 | 0 | 0 | 0 | 0 | 0 | 0 | 0 | 0 | 0 | 0 | 0 | 0 | 0 | 0 | 0 | 0 | 0 | 0% | 0% | 0% | 0% | 0% | 0% | 0% | 0% | 7718.9509 | 0 | 0 | 0 | 0 | 0 | 0 | 0% | 0 | 0 | 0 | 0 | 0 | 0 | 0% | 0% | 0% | 0% | 0% | 0% | 0 | 0 | 0 | 0 | 0 | 0 | 0 | 0 | 0 | 0 | 0 | 0 | 0 | 0 | 0 | 0 | 0 | 0 | 0 | 0 | 0 | 0 | 0 | 0 | 0 | 0 | 0 | 0 | 0 | 0 |  | 0 |  | No | 45 | #NAME? | #NAME? | #NAME? | #NAME? | #NAME? | #NAME? | #NAME? | 29.2498 | 25.5648 | #NAME? | 61.5157 | 29.3595 | #NAME? | #NAME? | #NAME? | #NAME? | #NAME? | #NAME? | #NAME? | #NAME? | #NAME? | 0 | 0 | 0 | 0 | #NAME? | 2.4 | #NAME? | #NAME? | 0 | #NAME? | #NAME? | 20639.8 | 0 | #NAME? | #NAME? | 0.758 | #NAME? | 12199.0379 | 2.6782 | 32671.1822 |  |  |  |  | 5389.4768 | 1283.2088 | 1283.2088 |  | 2874.3876 | 684.378 | 684.378 |  | 12199.0379 |  | 20950.5215 | 439326.8112 |  | 35.7375 | 748718.395 | #NAME? | #NAME? | #NAME? | #NAME? | #NAME? | 0 | #NAME?
2004Q1 | 2004 | 2004-02-01 | 2004 | 2 | #NAME? | 2004-02-01 | 2004-02-29 | 7.15% | 0.74121 | #REF! | #REF! | 0 | 0 | 0 | 0 | 0 | 0 | 0 | 0 | 0 | 0 | 0 | 0 | 0% | 0% | 0% | 0% | 0% | 0% | 0% | 0% | 0% | 0% | 0% | 0% | 0% | 0% | 0% | 0% | 0% | 0% | 0% | 0% | 0% | 0% | 0% | 0% | 0 | 20 | 4 | 5 | 0 | 29 | 1.5% | 14184 | 2836.8 | 3546 |  | 1 | 1 | 1 | 1 | 2836.8 | 567.36 | 709.2 |  | 1 | 1 | 1 | 1 | 20566.8 | 20566.8 | 4113.36 | 4113.36 | 4.1314 | 0 | 0 | 0 | 0 | 0 | 0 | 0 | 0 | 0 | 0 | 0 | 0 | 0 | 0 | 0 | 0 | 0 | 0 | 0% | 0% | 0% | 0% | 0% | 0% | 0% | 0% | 7720.2538 | 0 | 0 | 0 | 0 | 0 | 0 | 0% | 0 | 0 | 0 | 0 | 0 | 0 | 0% | 0% | 0% | 0% | 0% | 0% | 0 | 0 | 0 | 0 | 0 | 0 | 0 | 0 | 0 | 0 | 0 | 0 | 0 | 0 | 0 | 0 | 0 | 0 | 0 | 0 | 0 | 0 | 0 | 0 | 0 | 0 | 0 | 0 | 0 | 0 |  | 0 |  | No | 45 | 8865 | 2659.5 | 1773 | 531.9 | 2216.25 | 664.875 | 0 | 29.2498 | 25.5648 | 488780.1862 | 61.5157 | 29.3595 | 498084.1449 | 986864.3311 | 8865 | 2659.5 | 1773 | 531.9 | 2216.25 | 664.875 | 0 | 0 | 0 | 0 | 0 | 160765.6765 | 2.4 | 145000 | 0 | 0 | 15765.6765 | 43902.8509 | 18577.4 | 0 | 410480.2509 | 20679.9174 | 0.75813 | 14239 | 3969.3924 | 2.6782 | 10630.7353 |  |  |  |  | 0 | 0 | 0 |  | 2737.512 | 547.5024 | 684.378 |  | 3969.3924 |  | 5954.0886 | 117340.5151 |  | 29.5613 | 176010.7727 | 0 | 0 | 0 | 0 | 0 | 0 | 0
2004Q1 | 2004 | 2004-03-01 | 2004 | 3 | #NAME? | 2004-03-01 | 2004-03-31 | 7.15% | 0.7368 | #REF! | #REF! | 0 | 0 | 0 | 0 | 0 | 0 | 0 | 0 | 0 | 0 | 0 | 0 | 0% | 0% | 0% | 0% | 0% | 0% | 0% | 0% | 0% | 0% | 0% | 0% | 0% | 0% | 0% | 0% | 0% | 0% | 0% | 0% | 0% | 0% | 0% | 0% | 0 | 23 | 4 | 4 | 0 | 31 | 1.5% | 16311.6 | 2836.8 | 2836.8 |  | 1 | 1 | 1 | 1 | 3262.32 | 567.36 | 567.36 |  | 1 | 1 | 1 | 1 | 21985.2 | 21985.2 | 4397.04 | 4397.04 | 4.2108 | 0 | 0 | 0 | 0 | 0 | 0 | 0 | 0 | 0 | 0 | 0 | 0 | 0 | 0 | 0 | 0 | 0 | 0 | 0% | 0% | 0% | 0% | 0% | 0% | 0% | 0% | 7721.5566 | 0 | 0 | 0 | 0 | 0 | 0 | 0% | 0 | 0 | 0 | 0 | 0 | 0 | 0% | 0% | 0% | 0% | 0% | 0% | 0 | 0 | 0 | 0 | 0 | 0 | 0 | 0 | 0 | 0 | 0 | 0 | 0 | 0 | 0 | 0 | 0 | 0 | 0 | 0 | 0 | 0 | 0 | 0 | 0 | 0 | 0 | 0 | 0 | 0 |  | 0 |  | No | 45 | 10194.75 | 3058.425 | 1773 | 531.9 | 1773 | 531.9 | 0 | 29.2498 | 25.5648 | 522489.1645 | 61.5157 | 29.3595 | 532434.7756 | 1054923.9402 | 10194.75 | 3058.425 | 1773 | 531.9 | 1773 | 531.9 | 0 | 0 | 0 | 0 | 0 | 171881.9666 | 2.4 | 155000 | 0 | 0 | 16881.9666 | 44537.2469 | 19009.2 | 0 | 435546.4469 | 22106.1186 | 0.75826 | 15221 | 4243.1436 | 2.6782 | 11363.8895 |  |  |  |  | 0 | 0 | 0 |  | 3148.1388 | 547.5024 | 547.5024 |  | 4243.1436 |  | 6364.7154 | 116652.1337 |  | 27.4919 | 174978.2006 | 0 | 0 | 0 | 0 | 0 | 0 | 0
2004Q2 | 2004 | 2004-04-01 | 2004 | 4 | #NAME? | 2004-04-01 | 2004-04-30 | 7.15% | 0.73256 | #REF! | #REF! | 0 | 0 | 0 | 0 | 0 | 0 | 0 | 0 | 0 | 0 | 0 | 0 | 0% | 0% | 0% | 0% | 0% | 0% | 0% | 0% | 0% | 0% | 0% | 0% | 0% | 0% | 0% | 0% | 0% | 0% | 0% | 0% | 0% | 0% | 0% | 0% | 0 | 22 | 4 | 4 | 0 | 30 | 1.5% | 15602.4 | 2836.8 | 2836.8 |  | 1 | 1 | 1 | 1 | 3120.48 | 567.36 | 567.36 |  | 1 | 1 | 1 | 1 | 21276 | 21276 | 4255.2 | 4255.2 | 4.2957 | 0 | 0 | 0 | 0 | 0 | 0 | 0 | 0 | 0 | 0 | 0 | 0 | 0 | 0 | 0 | 0 | 0 | 0 | 0% | 0% | 0% | 0% | 0% | 0% | 0% | 0% | 7722.8595 | 0 | 0 | 0 | 0 | 0 | 0 | 0% | 0 | 0 | 0 | 0 | 0 | 0 | 0% | 0% | 0% | 0% | 0% | 0% | 0 | 0 | 0 | 0 | 0 | 0 | 0 | 0 | 0 | 0 | 0 | 0 | 0 | 0 | 0 | 0 | 0 | 0 | 0 | 0 | 0 | 0 | 0 | 0 | 0 | 0 | 0 | 0 | 0 | 0 |  | 0 |  | No | 45 | 9751.5 | 2925.45 | 1773 | 531.9 | 1773 | 531.9 | 0 | 29.2498 | 25.5648 | 505634.6753 | 61.5157 | 29.3595 | 515259.4603 | 1020894.1356 | 9751.5 | 2925.45 | 1773 | 531.9 | 1773 | 531.9 | 0 | 0 | 0 | 0 | 0 | 227982.2883 | 2.4 | 150000 | 0 | 0 | 77982.2883 | 199679.2351 | 17574 | 0 | 577253.2351 | 29092.2705 | 0.75838 | 14730 | 11805.5205 | 2.6782 | 31617.2731 |  |  |  |  | 5646.1185 | 1026.567 | 1026.567 |  | 3011.2632 | 547.5024 | 547.5024 |  | 11805.5205 |  | 13858.6545 | 319375.3937 |  | 27.0531 | 374918.9404 | 0 | 0 | 0 | 0 | 0 | 0 | 0
2004Q2 | 2004 | 2004-05-01 | 2004 | 5 | #NAME? | 2004-05-01 | 2004-05-31 | 7.15% | 0.72821 | #REF! | #REF! | 0 | 0 | 0 | 0 | 0 | 0 | 0 | 0 | 0 | 0 | 0 | 0 | 0% | 0% | 0% | 0% | 0% | 0% | 0% | 0% | 0% | 0% | 0% | 0% | 0% | 0% | 0% | 0% | 0% | 0% | 0% | 0% | 0% | 0% | 0% | 0% | 0 | #NAME? | #NAME? | #NAME? | 1 | 31 | 1.5% | 14184 | 3546 | 4255.2 |  | 1 | 1 | 1 | 1 | 2836.8 | 709.2 | 851.04 |  | 1 | 1 | 1 | 1 | 21985.2 | 21985.2 | 4397.04 | 4397.04 | 4.3778 | 0 | 0 | 0 | 0 | 0 | 0 | 0 | 0 | 0 | 0 | 0 | 0 | 0 | 0 | 0 | 0 | 0 | 0 | 0% | 0% | 0% | 0% | 0% | 0% | 0% | 0% | 7724.1624 | 0 | 0 | 0 | 0 | 0 | 0 | 0% | 0 | 0 | 0 | 0 | 0 | 0 | 0% | 0% | 0% | 0% | 0% | 0% | 0 | 0 | 0 | 0 | 0 | 0 | 0 | 0 | 0 | 0 | 0 | 0 | 0 | 0 | 0 | 0 | 0 | 0 | 0 | 0 | 0 | 0 | 0 | 0 | 0 | 0 | 0 | 0 | 0 | 0 |  | 0 |  | No | 45 | #NAME? | 0 | #NAME? | 0 | #NAME? | 0 | #NAME? | 29.9518 | 26.1784 | #NAME? | 62.9921 | 30.0641 | #NAME? | #NAME? | #NAME? | 0 | #NAME? | 0 | #NAME? | 0 | #NAME? | 0 | 0 | 0 | 0 | #NAME? | 2.4 | #NAME? | #NAME? | 0 | #NAME? | #NAME? | 18073 | 0 | #NAME? | #NAME? | 0.75851 | #NAME? | 9547.0731 | 2.6782 | 25568.7513 |  |  |  |  | 3421.89 | 855.4725 | 1026.567 |  | 2737.512 | 684.378 | 821.2536 |  | 9547.0731 |  | 22276.5039 | 260453.375 |  | 27.6409 | 615743.2363 | #NAME? | #NAME? | #NAME? | #NAME? | #NAME? | 0 | #NAME?
2004Q2 | 2004 | 2004-06-01 | 2004 | 6 | #NAME? | 2004-06-01 | 2004-06-30 | 7.15% | 0.72402 | #REF! | #REF! | 0 | 0 | 0 | 0 | 0 | 0 | 0 | 0 | 0 | 0 | 0 | 0 | 0% | 0% | 0% | 0% | 0% | 0% | 0% | 0% | 0% | 0% | 0% | 0% | 0% | 0% | 0% | 0% | 0% | 0% | 0% | 0% | 0% | 0% | 0% | 0% | 0 | 22 | 4 | 4 | 0 | 30 | 1.5% | 15602.4 | 2836.8 | 2836.8 |  | 1 | 1 | 1 | 1 | 3120.48 | 567.36 | 567.36 |  | 1 | 1 | 1 | 1 | 21276 | 21276 | 4255.2 | 4255.2 | 4.4627 | 0 | 0 | 0 | 0 | 0 | 0 | 0 | 0 | 0 | 0 | 0 | 0 | 0 | 0 | 0 | 0 | 0 | 0 | 0% | 0% | 0% | 0% | 0% | 0% | 0% | 0% | 7725.4653 | 0 | 0 | 0 | 0 | 0 | 0 | 0% | 0 | 0 | 0 | 0 | 0 | 0 | 0% | 0% | 0% | 0% | 0% | 0% | 0 | 0 | 0 | 0 | 0 | 0 | 0 | 0 | 0 | 0 | 0 | 0 | 0 | 0 | 0 | 0 | 0 | 0 | 0 | 0 | 0 | 0 | 0 | 0 | 0 | 0 | 0 | 0 | 0 | 0 |  | 0 |  | No | 45 | 11701.8 | 0 | 2127.6 | 0 | 2127.6 | 0 | 0 | 29.9518 | 26.1784 | 477941.4531 | 62.9921 | 30.0641 | 1020471.5314 | 1498412.9845 | 11701.8 | 0 | 2127.6 | 0 | 2127.6 | 0 | 0 | 0 | 0 | 0 | 0 | 123275.2495 | 2.4 | 123275.2495 | 0 | 0 | 0 | 0 | 17688 | 0 | 313548.5987 | 15957 | 0.75864 | 12105.6295 | 0 | 2.6782 | 0 |  |  |  |  | 0 | 0 | 0 |  | 0 | 0 | 0 |  | 0 |  | 0 | 0 |  | 0 | 0 | 0 | 0 | 0 | 0 | 0 | 0 | 0
2004Q3 | 2004 | 2004-07-01 | 2004 | 7 | #NAME? | 2004-07-01 | 2004-07-31 | 7.15% | 0.71972 | #REF! | #REF! | 0 | 0 | 0 | 0 | 0 | 0 | 0 | 0 | 0 | 0 | 0 | 0 | 0% | 0% | 0% | 0% | 0% | 0% | 0% | 0% | 0% | 0% | 0% | 0% | 0% | 0% | 0% | 0% | 0% | 0% | 0% | 0% | 0% | 0% | 0% | 0% | 0 | #NAME? | #NAME? | #NAME? | 1 | 31 | 1.5% | 14893.2 | 3546 | 3546 |  | 1 | 1 | 1 | 1 | 2978.64 | 709.2 | 709.2 |  | 1 | 1 | 1 | 1 | 21985.2 | 21985.2 | 4397.04 | 4397.04 | 4.5448 | 0 | 0 | 0 | 0 | 0 | 0 | 0 | 0 | 0 | 0 | 0 | 0 | 0 | 0 | 0 | 0 | 0 | 0 | 0% | 0% | 0% | 0% | 0% | 0% | 0% | 0% | 7726.7682 | 0 | 0 | 0 | 0 | 0 | 0 | 0% | 0 | 0 | 0 | 0 | 0 | 0 | 0% | 0% | 0% | 0% | 0% | 0% | 0 | 0 | 0 | 0 | 0 | 0 | 0 | 0 | 0 | 0 | 0 | 0 | 0 | 0 | 0 | 0 | 0 | 0 | 0 | 0 | 0 | 0 | 0 | 0 | 0 | 0 | 0 | 0 | 0 | 0 |  | 0 |  | No | 45 | #NAME? | 0 | #NAME? | 0 | #NAME? | 0 | #NAME? | 29.9518 | 26.1784 | #NAME? | 62.9921 | 30.0641 | #NAME? | #NAME? | #NAME? | 0 | #NAME? | 0 | #NAME? | 0 | #NAME? | 0 | 0 | 0 | 0 | #NAME? | 2.4 | #NAME? | #NAME? | 0 | #NAME? | #NAME? | 18352 | 0 | #NAME? | #NAME? | 0.75877 | #NAME? | 9547.0731 | 2.6782 | 25568.7513 |  |  |  |  | 3592.9845 | 855.4725 | 855.4725 |  | 2874.3876 | 684.378 | 684.378 |  | 9547.0731 |  | 22276.5039 | 325070.9304 |  | 36.0573 | 803231.2673 | #NAME? | #NAME? | #NAME? | #NAME? | #NAME? | 0 | #NAME?
2004Q3 | 2004 | 2004-08-01 | 2004 | 8 | #NAME? | 2004-08-01 | 2004-08-31 | 7.15% | 0.71544 | #REF! | #REF! | 0 | 0 | 0 | 0 | 0 | 0 | 0 | 0 | 0 | 0 | 0 | 0 | 0% | 0% | 0% | 0% | 0% | 0% | 0% | 0% | 0% | 0% | 0% | 0% | 0% | 0% | 0% | 0% | 0% | 0% | 0% | 0% | 0% | 0% | 0% | 0% | 0 | 22 | 4 | 5 | 0 | 31 | 1.5% | 15602.4 | 2836.8 | 3546 |  | 1 | 1 | 1 | 1 | 3120.48 | 567.36 | 709.2 |  | 1 | 1 | 1 | 1 | 21985.2 | 21985.2 | 4397.04 | 4397.04 | 4.6297 | 0 | 0 | 0 | 0 | 0 | 0 | 0 | 0 | 0 | 0 | 0 | 0 | 0 | 0 | 0 | 0 | 0 | 0 | 0% | 0% | 0% | 0% | 0% | 0% | 0% | 0% | 7728.071 | 0 | 0 | 0 | 0 | 0 | 0 | 0% | 0 | 0 | 0 | 0 | 0 | 0 | 0% | 0% | 0% | 0% | 0% | 0% | 0 | 0 | 0 | 0 | 0 | 0 | 0 | 0 | 0 | 0 | 0 | 0 | 0 | 0 | 0 | 0 | 0 | 0 | 0 | 0 | 0 | 0 | 0 | 0 | 0 | 0 | 0 | 0 | 0 | 0 |  | 0 |  | No | 45 | 11701.8 | 0 | 2127.6 | 0 | 2659.5 | 0 | 0 | 29.9518 | 26.1784 | 493872.8349 | 62.9921 | 30.0641 | 1054487.2491 | 1548360.084 | 11701.8 | 0 | 2127.6 | 0 | 2659.5 | 0 | 0 | 0 | 0 | 0 | 0 | 203883.8249 | 2.4 | 155000 | 0 | 0 | 48883.8249 | 133852.6106 | 18482.2 | 0 | 524334.8106 | 26035.9731 | 0.7589 | 15221 | 9547.0731 | 2.6782 | 25568.7513 |  |  |  |  | 3764.079 | 684.378 | 855.4725 |  | 3011.2632 | 547.5024 | 684.378 |  | 9547.0731 |  | 22276.5039 | 399282.2926 |  | 44.035 | 980946.6591 | 0 | 0 | 0 | 0 | 0 | 0 | 0
2004Q3 | 2004 | 2004-09-01 | 2004 | 9 | #NAME? | 2004-09-01 | 2004-09-30 | 7.15% | 0.71132 | #REF! | #REF! | 0 | 0 | 0 | 0 | 0 | 0 | 0 | 0 | 0 | 0 | 0 | 0 | 0% | 0% | 0% | 0% | 0% | 0% | 0% | 0% | 0% | 0% | 0% | 0% | 0% | 0% | 0% | 0% | 0% | 0% | 0% | 0% | 0% | 0% | 0% | 0% | 0 | #NAME? | #NAME? | #NAME? | 1 | 30 | 1.5% | 14893.2 | 2836.8 | 3546 |  | 1 | 1 | 1 | 1 | 2978.64 | 567.36 | 709.2 |  | 1 | 1 | 1 | 1 | 21276 | 21276 | 4255.2 | 4255.2 | 4.7146 | 0 | 0 | 0 | 0 | 0 | 0 | 0 | 0 | 0 | 0 | 0 | 0 | 0 | 0 | 0 | 0 | 0 | 0 | 0% | 0% | 0% | 0% | 0% | 0% | 0% | 0% | 7729.3739 | 0 | 0 | 0 | 0 | 0 | 0 | 0% | 0 | 0 | 0 | 0 | 0 | 0 | 0% | 0% | 0% | 0% | 0% | 0% | 0 | 0 | 0 | 0 | 0 | 0 | 0 | 0 | 0 | 0 | 0 | 0 | 0 | 0 | 0 | 0 | 0 | 0 | 0 | 0 | 0 | 0 | 0 | 0 | 0 | 0 | 0 | 0 | 0 | 0 |  | 0 |  | No | 45 | #NAME? | 0 | #NAME? | 0 | #NAME? | 0 | #NAME? | 29.9518 | 26.1784 | #NAME? | 62.9921 | 30.0641 | #NAME? | #NAME? | #NAME? | 0 | #NAME? | 0 | #NAME? | 0 | #NAME? | 0 | 0 | 0 | 0 | #NAME? | 2.4 | #NAME? | #NAME? | 0 | #NAME? | #NAME? | 18060 | 0 | #NAME? | #NAME? | 0.75902 | #NAME? | 9239.103 | 2.6782 | 24743.9529 |  |  |  |  | 3592.9845 | 684.378 | 855.4725 |  | 2874.3876 | 547.5024 | 684.378 |  | 9239.103 |  | 21557.907 | 351111.0342 |  | 39.4446 | 850343.217 | #NAME? | #NAME? | #NAME? | #NAME? | #NAME? | 0 | #NAME? | [24 empty] | 0
2004Q4 | 2004 | 2004-10-01 | 2004 | 10 | #NAME? | 2004-10-01 | 2004-10-31 | 7.15% | 0.70709 | #REF! | #REF! | 0 | 0 | 0 | 0 | 0 | 0 | 0 | 0 | 0 | 0 | 0 | 0 | 0% | 0% | 0% | 0% | 0% | 0% | 0% | 0% | 0% | 0% | 0% | 0% | 0% | 0% | 0% | 0% | 0% | 0% | 0% | 0% | 0% | 0% | 0% | 0% | 0 | 21 | 5 | 5 | 0 | 31 | 1.5% | 14893.2 | 3546 | 3546 |  | 1 | 1 | 1 | 1 | 2978.64 | 709.2 | 709.2 |  | 1 | 1 | 1 | 1 | 21985.2 | 21985.2 | 4397.04 | 4397.04 | 4.7967 | 0 | 0 | 0 | 0 | 0 | 0 | 0 | 0 | 0 | 0 | 0 | 0 | 0 | 0 | 0 | 0 | 0 | 0 | 0% | 0% | 0% | 0% | 0% | 0% | 0% | 0% | 7730.6768 | 0 | 0 | 0 | 0 | 0 | 0 | 0% | 0 | 0 | 0 | 0 | 0 | 0 | 0% | 0% | 0% | 0% | 0% | 0% | 0 | 0 | 0 | 0 | 0 | 0 | 0 | 0 | 0 | 0 | 0 | 0 | 0 | 0 | 0 | 0 | 0 | 0 | 0 | 0 | 0 | 0 | 0 | 0 | 0 | 0 | 0 | 0 | 0 | 0 |  | 0 |  | No | 45 | 9308.25 | 2792.475 | 2216.25 | 664.875 | 2216.25 | 664.875 | 0 | 29.9518 | 26.1784 | 535028.9045 | 62.9921 | 30.0641 | 545213.2102 | 1080242.1147 | 9308.25 | 2792.475 | 2216.25 | 664.875 | 2216.25 | 664.875 | 0 | 0 | 0 | 0 | 0 | 235820.1599 | 2.4 | 155000 | 0 | 0 | 80820.1599 | 240763.7941 | 18748.8 | 0 | 631512.5941 | 30062.0129 | 0.75915 | 15221 | 12199.0379 | 2.6782 | 32671.1822 |  |  |  |  | 5389.4768 | 1283.2088 | 1283.2088 |  | 2874.3876 | 684.378 | 684.378 |  | 12199.0379 |  | 20950.5215 | 440780.8373 |  | 35.5609 | 745020.228 | 0 | 0 | 0 | 0 | 0 | 0 | 0
2004Q4 | 2004 | 2004-11-01 | 2004 | 11 | #NAME? | 2004-11-01 | 2004-11-30 | 7.15% | 0.70302 | #REF! | #REF! | 0 | 0 | 0 | 0 | 0 | 0 | 0 | 0 | 0 | 0 | 0 | 0 | 0% | 0% | 0% | 0% | 0% | 0% | 0% | 0% | 0% | 0% | 0% | 0% | 0% | 0% | 0% | 0% | 0% | 0% | 0% | 0% | 0% | 0% | 0% | 0% | 0 | #NAME? | #NAME? | #NAME? | 1 | 30 | 1.5% | 14893.2 | 2836.8 | 3546 |  | 1 | 1 | 1 | 1 | 2978.64 | 567.36 | 709.2 |  | 1 | 1 | 1 | 1 | 21276 | 21276 | 4255.2 | 4255.2 | 4.8816 | 0 | 0 | 0 | 0 | 0 | 0 | 0 | 0 | 0 | 0 | 0 | 0 | 0 | 0 | 0 | 0 | 0 | 0 | 0% | 0% | 0% | 0% | 0% | 0% | 0% | 0% | 7731.9797 | 0 | 0 | 0 | 0 | 0 | 0 | 0% | 0 | 0 | 0 | 0 | 0 | 0 | 0% | 0% | 0% | 0% | 0% | 0% | 0 | 0 | 0 | 0 | 0 | 0 | 0 | 0 | 0 | 0 | 0 | 0 | 0 | 0 | 0 | 0 | 0 | 0 | 0 | 0 | 0 | 0 | 0 | 0 | 0 | 0 | 0 | 0 | 0 | 0 |  | 0 |  | No | 45 | #NAME? | #NAME? | #NAME? | #NAME? | #NAME? | #NAME? | #NAME? | 29.9518 | 26.1784 | #NAME? | 62.9921 | 30.0641 | #NAME? | #NAME? | #NAME? | #NAME? | #NAME? | #NAME? | #NAME? | #NAME? | #NAME? | 0 | 0 | 0 | 0 | #NAME? | 2.4 | #NAME? | #NAME? | 0 | #NAME? | #NAME? | 18678 | 0 | #NAME? | #NAME? | 0.75928 | #NAME? | 11805.5205 | 2.6782 | 31617.2731 |  |  |  |  | 5389.4768 | 1026.567 | 1283.2088 |  | 2874.3876 | 547.5024 | 684.378 |  | 11805.5205 |  | 20274.6983 | 427140.8421 |  | 35.9685 | 729249.6411 | #NAME? | #NAME? | #NAME? | #NAME? | #NAME? | 0 | #NAME?
2004Q4 | 2004 | 2004-12-01 | 2004 | 12 | #NAME? | 2004-12-01 | 2004-12-31 | 7.15% | 0.69884 | #REF! | #REF! | 0 | 0 | 0 | 0 | 0 | 0 | 0 | 0 | 0 | 0 | 0 | 0 | 0% | 0% | 0% | 0% | 0% | 0% | 0% | 0% | 0% | 0% | 0% | 0% | 0% | 0% | 0% | 0% | 0% | 0% | 0% | 0% | 0% | 0% | 0% | 0% | 0 | #NAME? | #NAME? | #NAME? | 1 | 31 | 1.5% | 16311.6 | 2127.6 | 3546 |  | 1 | 1 | 1 | 1 | 3262.32 | 425.52 | 709.2 |  | 1 | 1 | 1 | 1 | 21985.2 | 21985.2 | 4397.04 | 4397.04 | 4.9637 | 0 | 0 | 0 | 0 | 0 | 0 | 0 | 0 | 0 | 0 | 0 | 0 | 0 | 0 | 0 | 0 | 0 | 0 | 0% | 0% | 0% | 0% | 0% | 0% | 0% | 0% | 7733.2826 | 0 | 0 | 0 | 0 | 0 | 0 | 0% | 0 | 0 | 0 | 0 | 0 | 0 | 0% | 0% | 0% | 0% | 0% | 0% | 0 | 0 | 0 | 0 | 0 | 0 | 0 | 0 | 0 | 0 | 0 | 0 | 0 | 0 | 0 | 0 | 0 | 0 | 0 | 0 | 0 | 0 | 0 | 0 | 0 | 0 | 0 | 0 | 0 | 0 |  | 0 |  | No | 45 | #NAME? | #NAME? | #NAME? | #NAME? | #NAME? | #NAME? | #NAME? | 29.9518 | 26.1784 | #NAME? | 62.9921 | 30.0641 | #NAME? | #NAME? | #NAME? | #NAME? | #NAME? | #NAME? | #NAME? | #NAME? | #NAME? | 0 | 0 | 0 | 0 | #NAME? | 2.4 | #NAME? | #NAME? | 0 | #NAME? | #NAME? | 19846.2 | 0 | #NAME? | #NAME? | 0.75941 | #NAME? | 12199.0379 | 2.6782 | 32671.1822 |  |  |  |  | 5902.7603 | 769.9252 | 1283.2088 |  | 3148.1388 | 410.6268 | 684.378 |  | 12199.0379 |  | 20950.5215 | 462222.1632 |  | 37.6456 | 788694.019 | #NAME? | #NAME? | #NAME? | #NAME? | #NAME? | 0 | #NAME?
2005Q1 | 2005 | 2005-01-01 | 2005 | 1 | #NAME? | 2005-01-01 | 2005-01-31 | 7.15% | 0.69469 | #REF! | #REF! | 0 | 0 | 0 | 0 | 0 | 0 | 0 | 0 | 0 | 0 | 0 | 0 | 0% | 0% | 0% | 0% | 0% | 0% | 0% | 0% | 0% | 0% | 0% | 0% | 0% | 0% | 0% | 0% | 0% | 0% | 0% | 0% | 0% | 0% | 0% | 0% | 0 | #NAME? | #NAME? | #NAME? | 1 | 31 | 1.5% | 14893.2 | 2836.8 | 4255.2 |  | 1 | 1 | 1 | 1 | 2978.64 | 567.36 | 851.04 |  | 1 | 1 | 1 | 1 | 21985.2 | 21985.2 | 4397.04 | 4397.04 | 5.0486 | 0 | 0 | 0 | 0 | 0 | 0 | 0 | 0 | 0 | 0 | 0 | 0 | 0 | 0 | 0 | 0 | 0 | 0 | 0% | 0% | 0% | 0% | 0% | 0% | 0% | 0% | 7734.5854 | 0 | 0 | 0 | 0 | 0 | 0 | 0% | 0 | 0 | 0 | 0 | 0 | 0 | 0% | 0% | 0% | 0% | 0% | 0% | 0 | 0 | 0 | 0 | 0 | 0 | 0 | 0 | 0 | 0 | 0 | 0 | 0 | 0 | 0 | 0 | 0 | 0 | 0 | 0 | 0 | 0 | 0 | 0 | 0 | 0 | 0 | 0 | 0 | 0 |  | 0 |  | No | 45 | #NAME? | #NAME? | #NAME? | #NAME? | #NAME? | #NAME? | #NAME? | 29.9518 | 26.1784 | #NAME? | 62.9921 | 30.0641 | #NAME? | #NAME? | #NAME? | #NAME? | #NAME? | #NAME? | #NAME? | #NAME? | #NAME? | 0 | 0 | 0 | 0 | #NAME? | 2.4 | #NAME? | #NAME? | 0 | #NAME? | #NAME? | 20590.2 | 0 | #NAME? | #NAME? | 0.75954 | #NAME? | 12199.0378 | 2.7585 | 33651.3177 |  |  |  |  | 5389.4768 | 1026.567 | 1539.8505 |  | 2874.3876 | 547.5024 | 821.2536 |  | 12199.0378 |  | 20950.5215 | 463387.3194 |  | 37.6947 | 789723.2795 | #NAME? | #NAME? | #NAME? | #NAME? | #NAME? | 0 | #NAME?
2005Q1 | 2005 | 2005-02-01 | 2005 | 2 | #NAME? | 2005-02-01 | 2005-02-28 | 7.15% | 0.69096 | #REF! | #REF! | 0 | 0 | 0 | 0 | 0 | 0 | 0 | 0 | 0 | 0 | 0 | 0 | 0% | 0% | 0% | 0% | 0% | 0% | 0% | 0% | 0% | 0% | 0% | 0% | 0% | 0% | 0% | 0% | 0% | 0% | 0% | 0% | 0% | 0% | 0% | 0% | 0 | 20 | 4 | 4 | 0 | 28 | 1.5% | 14184 | 2836.8 | 2836.8 |  | 1 | 1 | 1 | 1 | 2836.8 | 567.36 | 567.36 |  | 1 | 1 | 1 | 1 | 19857.6 | 19857.6 | 3971.52 | 3971.52 | 5.1335 | 0 | 0 | 0 | 0 | 0 | 0 | 0 | 0 | 0 | 0 | 0 | 0 | 0 | 0 | 0 | 0 | 0 | 0 | 0% | 0% | 0% | 0% | 0% | 0% | 0% | 0% | 7735.8883 | 0 | 0 | 0 | 0 | 0 | 0 | 0% | 0 | 0 | 0 | 0 | 0 | 0 | 0% | 0% | 0% | 0% | 0% | 0% | 0 | 0 | 0 | 0 | 0 | 0 | 0 | 0 | 0 | 0 | 0 | 0 | 0 | 0 | 0 | 0 | 0 | 0 | 0 | 0 | 0 | 0 | 0 | 0 | 0 | 0 | 0 | 0 | 0 | 0 |  | 0 |  | No | 45 | 8865 | 2659.5 | 1773 | 531.9 | 1773 | 531.9 | 0 | 29.9518 | 26.1784 | 483251.9137 | 62.9921 | 30.0641 | 492450.6415 | 975702.5552 | 8865 | 2659.5 | 1773 | 531.9 | 1773 | 531.9 | 0 | 0 | 0 | 0 | 0 | 213142.4441 | 2.4 | 140000 | 0 | 0 | 73142.4441 | 209596.773 | 17914.4 | 0 | 563511.173 | 27152.7858 | 0.75966 | 13748 | 11018.4858 | 2.7585 | 30394.7385 |  |  |  |  | 5132.835 | 1026.567 | 1026.567 |  | 2737.512 | 547.5024 | 547.5024 |  | 11018.4858 |  | 18923.0517 | 345544.3621 |  | 31.1263 | 589004.3516 | 0 | 0 | 0 | 0 | 0 | 0 | 0
2005Q1 | 2005 | 2005-03-01 | 2005 | 3 | #NAME? | 2005-03-01 | 2005-03-31 | 7.15% | 0.68685 | #REF! | #REF! | 0 | 0 | 0 | 0 | 0 | 0 | 0 | 0 | 0 | 0 | 0 | 0 | 0% | 0% | 0% | 0% | 0% | 0% | 0% | 0% | 0% | 0% | 0% | 0% | 0% | 0% | 0% | 0% | 0% | 0% | 0% | 0% | 0% | 0% | 0% | 0% | 0 | 23 | 4 | 4 | 0 | 31 | 1.5% | 16311.6 | 2836.8 | 2836.8 |  | 1 | 1 | 1 | 1 | 3262.32 | 567.36 | 567.36 |  | 1 | 1 | 1 | 1 | 21985.2 | 21985.2 | 4397.04 | 4397.04 | 5.2101 | 0 | 0 | 0 | 0 | 0 | 0 | 0 | 0 | 0 | 0 | 0 | 0 | 0 | 0 | 0 | 0 | 0 | 0 | 0% | 0% | 0% | 0% | 0% | 0% | 0% | 0% | 7737.1912 | 0 | 0 | 0 | 0 | 0 | 0 | 0% | 0 | 0 | 0 | 0 | 0 | 0 | 0% | 0% | 0% | 0% | 0% | 0% | 0 | 0 | 0 | 0 | 0 | 0 | 0 | 0 | 0 | 0 | 0 | 0 | 0 | 0 | 0 | 0 | 0 | 0 | 0 | 0 | 0 | 0 | 0 | 0 | 0 | 0 | 0 | 0 | 0 | 0 |  | 0 |  | No | 45 | 10194.75 | 3058.425 | 1773 | 531.9 | 1773 | 531.9 | 0 | 29.9518 | 26.1784 | 535028.9045 | 62.9921 | 30.0641 | 545213.2102 | 1080242.1147 | 10194.75 | 3058.425 | 1773 | 531.9 | 1773 | 531.9 | 0 | 0 | 0 | 0 | 0 | 236018.8782 | 2.4 | 155000 | 0 | 0 | 81018.8782 | 219930.513 | 19003 | 0 | 610933.513 | 30062.0128 | 0.75979 | 15221 | 12199.0378 | 2.7585 | 33651.3177 |  |  |  |  | 5902.7603 | 1026.567 | 1026.567 |  | 3148.1388 | 547.5024 | 547.5024 |  | 12199.0378 |  | 14320.6096 | 346180.7716 |  | 28.3936 | 406614.0618 | 0 | 0 | 0 | 0 | 0 | 0 | 0
2005Q2 | 2005 | 2005-04-01 | 2005 | 4 | #NAME? | 2005-04-01 | 2005-04-30 | 7.15% | 0.6829 | #REF! | #REF! | 0 | 0 | 0 | 0 | 0 | 0 | 0 | 0 | 0 | 0 | 0 | 0 | 0% | 0% | 0% | 0% | 0% | 0% | 0% | 0% | 0% | 0% | 0% | 0% | 0% | 0% | 0% | 0% | 0% | 0% | 0% | 0% | 0% | 0% | 0% | 0% | 0 | 21 | 5 | 4 | 0 | 30 | 1.5% | 14893.2 | 3546 | 2836.8 |  | 1 | 1 | 1 | 1 | 2978.64 | 709.2 | 567.36 |  | 1 | 1 | 1 | 1 | 21276 | 21276 | 4255.2 | 4255.2 | 5.295 | 0 | 0 | 0 | 0 | 0 | 0 | 0 | 0 | 0 | 0 | 0 | 0 | 0 | 0 | 0 | 0 | 0 | 0 | 0% | 0% | 0% | 0% | 0% | 0% | 0% | 0% | 7738.4941 | 0 | 0 | 0 | 0 | 0 | 0 | 0% | 0 | 0 | 0 | 0 | 0 | 0 | 0% | 0% | 0% | 0% | 0% | 0% | 0 | 0 | 0 | 0 | 0 | 0 | 0 | 0 | 0 | 0 | 0 | 0 | 0 | 0 | 0 | 0 | 0 | 0 | 0 | 0 | 0 | 0 | 0 | 0 | 0 | 0 | 0 | 0 | 0 | 0 |  | 0 |  | No | 45 | 9308.25 | 2792.475 | 2216.25 | 664.875 | 1773 | 531.9 | 0 | 29.9518 | 26.1784 | 517769.9075 | 62.9921 | 30.0641 | 527625.6873 | 1045395.5949 | 9308.25 | 2792.475 | 2216.25 | 664.875 | 1773 | 531.9 | 0 | 0 | 0 | 0 | 0 | 228443.8276 | 2.4 | 150000 | 0 | 0 | 78443.8276 | 206674.6336 | 17586 | 0 | 584260.6336 | 29092.2705 | 0.75992 | 14730 | 11805.5205 | 2.7585 | 32565.7913 |  |  |  |  | 5389.4768 | 1283.2088 | 1026.567 |  | 2874.3876 | 684.378 | 547.5024 |  | 11805.5205 |  | 13858.6545 | 345110.5146 |  | 29.233 | 405129.7345 | 0 | 0 | 0 | 0 | 0 | 0 | 0 |  | Revenues | [7 empty] | Expenses | [11 empty] | Net Revenue
2005Q2 | 2005 | 2005-05-01 | 2005 | 5 | #NAME? | 2005-05-01 | 2005-05-31 | 7.15% | 0.67884 | #REF! | #REF! | 0 | 0 | 0 | 0 | 0 | 0 | 0 | 0 | 0 | 0 | 0 | 0 | 0% | 0% | 0% | 0% | 0% | 0% | 0% | 0% | 0% | 0% | 0% | 0% | 0% | 0% | 0% | 0% | 0% | 0% | 0% | 0% | 0% | 0% | 0% | 0% | 0 | #NAME? | #NAME? | #NAME? | 1 | 31 | 1.5% | 14893.2 | 2836.8 | 4255.2 |  | 1 | 1 | 1 | 1 | 2978.64 | 567.36 | 851.04 |  | 1 | 1 | 1 | 1 | 21985.2 | 21985.2 | 4397.04 | 4397.04 | 5.3771 | 0 | 0 | 0 | 0 | 0 | 0 | 0 | 0 | 0 | 0 | 0 | 0 | 0 | 0 | 0 | 0 | 0 | 0 | 0% | 0% | 0% | 0% | 0% | 0% | 0% | 0% | 7739.797 | 0 | 0 | 0 | 0 | 0 | 0 | 0% | 0 | 0 | 0 | 0 | 0 | 0 | 0% | 0% | 0% | 0% | 0% | 0% | 0 | 0 | 0 | 0 | 0 | 0 | 0 | 0 | 0 | 0 | 0 | 0 | 0 | 0 | 0 | 0 | 0 | 0 | 0 | 0 | 0 | 0 | 0 | 0 | 0 | 0 | 0 | 0 | 0 | 0 |  | 0 |  | No | 45 | #NAME? | 0 | #NAME? | 0 | #NAME? | 0 | #NAME? | 30.6707 | 26.8067 | #NAME? | 64.5039 | 30.7857 | #NAME? | #NAME? | #NAME? | 0 | #NAME? | 0 | #NAME? | 0 | #NAME? | 0 | 0 | 0 | 0 | #NAME? | 2.4 | #NAME? | #NAME? | 0 | #NAME? | #NAME? | 18091.6 | 0 | #NAME? | #NAME? | 0.76005 | #NAME? | 9547.0731 | 2.7585 | 26335.8138 |  |  |  |  | 3592.9845 | 684.378 | 1026.567 |  | 2874.3876 | 547.5024 | 821.2536 |  | 9547.0731 |  | 22276.5039 | 277026.0365 |  | 29.3997 | 654923.01 | #NAME? | #NAME? | #NAME? | #NAME? | #NAME? | 0 | #NAME? | [9 empty] | Plant Operating Costs | [8 empty] | Market Purchase |  |  |  | Old | Market Volumes
2005Q2 | 2005 | 2005-06-01 | 2005 | 6 | #NAME? | 2005-06-01 | 2005-06-30 | 7.15% | 0.67493 |  |  | 0 | 0 | 0 | 0 | 0 | 0 | 0 | 0 | 0 | 0 | 0 | 0 | 0% | 0% | 0% | 0% | 0% | 0% | 0% | 0% | 0% | 0% | 0% | 0% | 0% | 0% | 0% | 0% | 0% | 0% | 0% | 0% | 0% | 0% | 0% | 0% | 0 | 22 | 4 | 4 | 0 | 30 | 1.5% | 15602.4 | 2836.8 | 2836.8 |  | 1 | 1 | 1 | 1 | 3120.48 | 567.36 | 567.36 |  | 1 | 1 | 1 | 1 | 21276 | 21276 | 4255.2 | 4255.2 | 5.462 | 0 | 0 | 0 | 0 | 0 | 0 | 0 | 0 | 0 | 0 | 0 | 0 | 0 | 0 | 0 | 0 | 0 | 0 | 0% | 0% | 0% | 0% | 0% | 0% | 0% | 0% | 7741.0998 | 0 | 0 | 0 | 0 | 0 | 0 | 0% | 0 | 0 | 0 | 0 | 0 | 0 | 0% | 0% | 0% | 0% | 0% | 0% | 0 | 0 | 0 | 0 | 0 | 0 | 0 | 0 | 0 | 0 | 0 | 0 | 0 | 0 | 0 | 0 | 0 | 0 | 0 | 0 | 0 | 0 | 0 | 0 | 0 | 0 | 0 | 0 | 0 | 0 |  | 0 |  | No | 45 | 11701.8 | 0 | 2127.6 | 0 | 2127.6 | 0 | 0 | 30.6707 | 26.8067 | 489412.048 | 64.5039 | 30.7857 | 1044962.8481 | 1534374.8961 | 11701.8 | 0 | 2127.6 | 0 | 2127.6 | 0 | 0 | 0 | 0 | 0 | 0 | 156464.6582 | 2.4 | 150000 | 0 | 0 | 6464.6582 | 17106.5651 | 17712 | 0 | 394818.5651 | 20063.268 | 0.76018 | 14730 | 4106.268 | 2.7585 | 11327.2318 |  |  |  |  | 0 | 0 | 0 |  | 3011.2632 | 547.5024 | 547.5024 |  | 4106.268 |  | 16425.072 | 113890.6903 |  | 27.7358 | 455562.7613 | 0 | 0 | 0 | 0 | 0 | 0 | 0
2005Q3 | 2005 | 2005-07-01 | 2005 | 7 | #NAME? | 2005-07-01 | 2005-07-31 | 7.15% | 0.67092 |  |  | 0 | 0 | 0 | 0 | 0 | 0 | 0 | 0 | 0 | 0 | 0 | 0 | 0% | 0% | 0% | 0% | 0% | 0% | 0% | 0% | 0% | 0% | 0% | 0% | 0% | 0% | 0% | 0% | 0% | 0% | 0% | 0% | 0% | 0% | 0% | 0% | 0 | #NAME? | #NAME? | #NAME? | 1 | 31 | 1.5% | 14184 | 3546 | 4255.2 |  | 1 | 1 | 1 | 1 | 2836.8 | 709.2 | 851.04 |  | 1 | 1 | 1 | 1 | 21985.2 | 21985.2 | 4397.04 | 4397.04 | 5.5441 | 0 | 0 | 0 | 0 | 0 | 0 | 0 | 0 | 0 | 0 | 0 | 0 | 0 | 0 | 0 | 0 | 0 | 0 | 0% | 0% | 0% | 0% | 0% | 0% | 0% | 0% | 7742.4027 | 0 | 0 | 0 | 0 | 0 | 0 | 0% | 0 | 0 | 0 | 0 | 0 | 0 | 0% | 0% | 0% | 0% | 0% | 0% | 0 | 0 | 0 | 0 | 0 | 0 | 0 | 0 | 0 | 0 | 0 | 0 | 0 | 0 | 0 | 0 | 0 | 0 | 0 | 0 | 0 | 0 | 0 | 0 | 0 | 0 | 0 | 0 | 0 | 0 |  | 0 |  | No | 45 | #NAME? | 0 | #NAME? | 0 | #NAME? | 0 | #NAME? | 30.6707 | 26.8067 | #NAME? | 64.5039 | 30.7857 | #NAME? | #NAME? | #NAME? | 0 | #NAME? | 0 | #NAME? | 0 | #NAME? | 0 | 0 | 0 | 0 | #NAME? | 2.4 | #NAME? | #NAME? | 0 | #NAME? | #NAME? | 18376.8 | 0 | #NAME? | #NAME? | 0.7603 | #NAME? | 9547.0731 | 2.7585 | 26335.8138 |  |  |  |  | 3421.89 | 855.4725 | 1026.567 |  | 2737.512 | 684.378 | 821.2536 |  | 9547.0731 |  | 22276.5039 | 355850.8137 |  | 39.4715 | 879286.5598 | #NAME? | #NAME? | #NAME? | #NAME? | #NAME? | 0 | #NAME?
2005Q3 | 2005 | 2005-08-01 | 2005 | 8 | #NAME? | 2005-08-01 | 2005-08-31 | 7.15% | 0.66693 |  |  | 0 | 0 | 0 | 0 | 0 | 0 | 0 | 0 | 0 | 0 | 0 | 0 | 0% | 0% | 0% | 0% | 0% | 0% | 0% | 0% | 0% | 0% | 0% | 0% | 0% | 0% | 0% | 0% | 0% | 0% | 0% | 0% | 0% | 0% | 0% | 0% | 0 | 23 | 4 | 4 | 0 | 31 | 1.5% | 16311.6 | 2836.8 | 2836.8 |  | 1 | 1 | 1 | 1 | 3262.32 | 567.36 | 567.36 |  | 1 | 1 | 1 | 1 | 21985.2 | 21985.2 | 4397.04 | 4397.04 | 5.629 | 0 | 0 | 0 | 0 | 0 | 0 | 0 | 0 | 0 | 0 | 0 | 0 | 0 | 0 | 0 | 0 | 0 | 0 | 0% | 0% | 0% | 0% | 0% | 0% | 0% | 0% | 7743.7056 | 0 | 0 | 0 | 0 | 0 | 0 | 0% | 0 | 0 | 0 | 0 | 0 | 0 | 0% | 0% | 0% | 0% | 0% | 0% | 0 | 0 | 0 | 0 | 0 | 0 | 0 | 0 | 0 | 0 | 0 | 0 | 0 | 0 | 0 | 0 | 0 | 0 | 0 | 0 | 0 | 0 | 0 | 0 | 0 | 0 | 0 | 0 | 0 | 0 |  | 0 |  | No | 45 | 12233.7 | 0 | 2127.6 | 0 | 2127.6 | 0 | 0 | 30.6707 | 26.8067 | 505725.7829 | 64.5039 | 30.7857 | 1079794.9431 | 1585520.726 | 12233.7 | 0 | 2127.6 | 0 | 2127.6 | 0 | 0 | 0 | 0 | 0 | 0 | 204296.2996 | 2.4 | 155000 | 0 | 0 | 49296.2996 | 138894.1372 | 18507 | 0 | 529401.1372 | 26035.9731 | 0.76043 | 15221 | 9547.0731 | 2.7585 | 26335.8138 |  |  |  |  | 3935.1735 | 684.378 | 684.378 |  | 3148.1388 | 547.5024 | 547.5024 |  | 9547.0731 |  | 22276.5039 | 506337.0858 |  | 55.8416 | 1243956.1732 | 0 | 0 | 0 | 0 | 0 | 0 | 0
2005Q3 | 2005 | 2005-09-01 | 2005 | 9 | #NAME? | 2005-09-01 | 2005-09-30 | 7.15% | 0.6631 |  |  | 0 | 0 | 0 | 0 | 0 | 0 | 0 | 0 | 0 | 0 | 0 | 0 | 0% | 0% | 0% | 0% | 0% | 0% | 0% | 0% | 0% | 0% | 0% | 0% | 0% | 0% | 0% | 0% | 0% | 0% | 0% | 0% | 0% | 0% | 0% | 0% | 0 | #NAME? | #NAME? | #NAME? | 1 | 30 | 1.5% | 14893.2 | 2836.8 | 3546 |  | 1 | 1 | 1 | 1 | 2978.64 | 567.36 | 709.2 |  | 1 | 1 | 1 | 1 | 21276 | 21276 | 4255.2 | 4255.2 | 5.7139 | 0 | 0 | 0 | 0 | 0 | 0 | 0 | 0 | 0 | 0 | 0 | 0 | 0 | 0 | 0 | 0 | 0 | 0 | 0% | 0% | 0% | 0% | 0% | 0% | 0% | 0% | 7745.0085 | 0 | 0 | 0 | 0 | 0 | 0 | 0% | 0 | 0 | 0 | 0 | 0 | 0 | 0% | 0% | 0% | 0% | 0% | 0% | 0 | 0 | 0 | 0 | 0 | 0 | 0 | 0 | 0 | 0 | 0 | 0 | 0 | 0 | 0 | 0 | 0 | 0 | 0 | 0 | 0 | 0 | 0 | 0 | 0 | 0 | 0 | 0 | 0 | 0 |  | 0 |  | No | 45 | #NAME? | 0 | #NAME? | 0 | #NAME? | 0 | #NAME? | 30.6707 | 26.8067 | #NAME? | 64.5039 | 30.7857 | #NAME? | #NAME? | #NAME? | 0 | #NAME? | 0 | #NAME? | 0 | #NAME? | 0 | 0 | 0 | 0 | #NAME? | 2.4 | #NAME? | #NAME? | 0 | #NAME? | #NAME? | 18078 | 0 | #NAME? | #NAME? | 0.76056 | #NAME? | 9239.103 | 2.7585 | 25486.2714 |  |  |  |  | 3592.9845 | 684.378 | 855.4725 |  | 2874.3876 | 547.5024 | 684.378 |  | 9239.103 |  | 21557.907 | 409704.3871 |  | 46.0271 | 992248.3562 | #NAME? | #NAME? | #NAME? | #NAME? | #NAME? | 0 | #NAME?
2005Q4 | 2005 | 2005-10-01 | 2005 | 10 | #NAME? | 2005-10-01 | 2005-10-31 | 7.15% | 0.65915 |  |  | 0 | 0 | 0 | 0 | 0 | 0 | 0 | 0 | 0 | 0 | 0 | 0 | 0% | 0% | 0% | 0% | 0% | 0% | 0% | 0% | 0% | 0% | 0% | 0% | 0% | 0% | 0% | 0% | 0% | 0% | 0% | 0% | 0% | 0% | 0% | 0% | 0 | 21 | 5 | 5 | 0 | 31 | 1.5% | 14893.2 | 3546 | 3546 |  | 1 | 1 | 1 | 1 | 2978.64 | 709.2 | 709.2 |  | 1 | 1 | 1 | 1 | 21985.2 | 21985.2 | 4397.04 | 4397.04 | 5.796 | 0 | 0 | 0 | 0 | 0 | 0 | 0 | 0 | 0 | 0 | 0 | 0 | 0 | 0 | 0 | 0 | 0 | 0 | 0% | 0% | 0% | 0% | 0% | 0% | 0% | 0% | 7746.3114 | 0 | 0 | 0 | 0 | 0 | 0 | 0% | 0 | 0 | 0 | 0 | 0 | 0 | 0% | 0% | 0% | 0% | 0% | 0% | 0 | 0 | 0 | 0 | 0 | 0 | 0 | 0 | 0 | 0 | 0 | 0 | 0 | 0 | 0 | 0 | 0 | 0 | 0 | 0 | 0 | 0 | 0 | 0 | 0 | 0 | 0 | 0 | 0 | 0 |  | 0 |  | No | 45 | 9308.25 | 2792.475 | 2216.25 | 664.875 | 2216.25 | 664.875 | 0 | 30.6707 | 26.8067 | 547869.5982 | 64.5039 | 30.7857 | 558298.3273 | 1106167.9255 | 9308.25 | 2792.475 | 2216.25 | 664.875 | 2216.25 | 664.875 | 0 | 0 | 0 | 0 | 0 | 236297.0838 | 2.4 | 155000 | 0 | 0 | 81297.0838 | 249214.6386 | 18761.2 | 0 | 639975.8386 | 30062.0129 | 0.76069 | 15221 | 12199.0379 | 2.7585 | 33651.3177 |  |  |  |  | 5389.4768 | 1283.2088 | 1283.2088 |  | 2874.3876 | 684.378 | 684.378 |  | 12199.0379 |  | 20950.5215 | 502704.3836 |  | 40.5568 | 849685.156 | 0 | 0 | 0 | 0 | 0 | 0 | 0
2005Q4 | 2005 | 2005-11-01 | 2005 | 11 | #NAME? | 2005-11-01 | 2005-11-30 | 7.15% | 0.65536 |  |  | 0 | 0 | 0 | 0 | 0 | 0 | 0 | 0 | 0 | 0 | 0 | 0 | 0% | 0% | 0% | 0% | 0% | 0% | 0% | 0% | 0% | 0% | 0% | 0% | 0% | 0% | 0% | 0% | 0% | 0% | 0% | 0% | 0% | 0% | 0% | 0% | 0 | #NAME? | #NAME? | #NAME? | 1 | 30 | 1.5% | 14893.2 | 2836.8 | 3546 |  | 1 | 1 | 1 | 1 | 2978.64 | 567.36 | 709.2 |  | 1 | 1 | 1 | 1 | 21276 | 21276 | 4255.2 | 4255.2 | 5.8809 | 0 | 0 | 0 | 0 | 0 | 0 | 0 | 0 | 0 | 0 | 0 | 0 | 0 | 0 | 0 | 0 | 0 | 0 | 0% | 0% | 0% | 0% | 0% | 0% | 0% | 0% | 7747.6142 | 0 | 0 | 0 | 0 | 0 | 0 | 0% | 0 | 0 | 0 | 0 | 0 | 0 | 0% | 0% | 0% | 0% | 0% | 0% | 0 | 0 | 0 | 0 | 0 | 0 | 0 | 0 | 0 | 0 | 0 | 0 | 0 | 0 | 0 | 0 | 0 | 0 | 0 | 0 | 0 | 0 | 0 | 0 | 0 | 0 | 0 | 0 | 0 | 0 |  | 0 |  | No | 45 | #NAME? | #NAME? | #NAME? | #NAME? | #NAME? | #NAME? | #NAME? | 30.6707 | 26.8067 | #NAME? | 64.5039 | 30.7857 | #NAME? | #NAME? | #NAME? | #NAME? | #NAME? | #NAME? | #NAME? | #NAME? | #NAME? | 0 | 0 | 0 | 0 | #NAME? | 2.4 | #NAME? | #NAME? | 0 | #NAME? | #NAME? | 18660 | 0 | #NAME? | #NAME? | 0.76082 | #NAME? | 11805.5205 | 2.7585 | 32565.7913 |  |  |  |  | 5389.4768 | 1026.567 | 1283.2088 |  | 2874.3876 | 547.5024 | 684.378 |  | 11805.5205 |  | 20274.6983 | 505139.7941 |  | 42.5366 | 862415.8059 | #NAME? | #NAME? | #NAME? | #NAME? | #NAME? | 0 | #NAME?
2005Q4 | 2005 | 2005-12-01 | 2005 | 12 | #NAME? | 2005-12-01 | 2005-12-31 | 7.15% | 0.65147 |  |  | 0 | 0 | 0 | 0 | 0 | 0 | 0 | 0 | 0 | 0 | 0 | 0 | 0% | 0% | 0% | 0% | 0% | 0% | 0% | 0% | 0% | 0% | 0% | 0% | 0% | 0% | 0% | 0% | 0% | 0% | 0% | 0% | 0% | 0% | 0% | 0% | 0 | #NAME? | #NAME? | #NAME? | 1 | 31 | 1.5% | 14893.2 | 3546 | 3546 |  | 1 | 1 | 1 | 1 | 2978.64 | 709.2 | 709.2 |  | 1 | 1 | 1 | 1 | 21985.2 | 21985.2 | 4397.04 | 4397.04 | 5.963 | 0 | 0 | 0 | 0 | 0 | 0 | 0 | 0 | 0 | 0 | 0 | 0 | 0 | 0 | 0 | 0 | 0 | 0 | 0% | 0% | 0% | 0% | 0% | 0% | 0% | 0% | 7748.9171 | 0 | 0 | 0 | 0 | 0 | 0 | 0% | 0 | 0 | 0 | 0 | 0 | 0 | 0% | 0% | 0% | 0% | 0% | 0% | 0 | 0 | 0 | 0 | 0 | 0 | 0 | 0 | 0 | 0 | 0 | 0 | 0 | 0 | 0 | 0 | 0 | 0 | 0 | 0 | 0 | 0 | 0 | 0 | 0 | 0 | 0 | 0 | 0 | 0 |  | 0 |  | No | 45 | #NAME? | #NAME? | #NAME? | #NAME? | #NAME? | #NAME? | #NAME? | 30.6707 | 26.8067 | #NAME? | 64.5039 | 30.7857 | #NAME? | #NAME? | #NAME? | #NAME? | #NAME? | #NAME? | #NAME? | #NAME? | #NAME? | 0 | 0 | 0 | 0 | #NAME? | 2.4 | #NAME? | #NAME? | 0 | #NAME? | #NAME? | 19809 | 0 | #NAME? | #NAME? | 0.76094 | #NAME? | 12199.0379 | 2.7585 | 33651.3177 |  |  |  |  | 5389.4768 | 1283.2088 | 1283.2088 |  | 2874.3876 | 684.378 | 684.378 |  | 12199.0379 |  | 20950.5215 | 510171.0979 |  | 41.5507 | 870509.7367 | #NAME? | #NAME? | #NAME? | #NAME? | #NAME? | 0 | #NAME?
2006Q1 | 2006 | 2006-01-01 | 2006 | 1 | #NAME? | 2006-01-01 | 2006-01-31 | 7.15% | 0.64759 |  |  | 0 | 0 | 0 | 0 | 0 | 0 | 0 | 0 | 0 | 0 | 0 | 0 | 0% | 0% | 0% | 0% | 0% | 0% | 0% | 0% | 0% | 0% | 0% | 0% | 0% | 0% | 0% | 0% | 0% | 0% | 0% | 0% | 0% | 0% | 0% | 0% | 0 | #NAME? | #NAME? | #NAME? | 1 | 31 | 1.5% | 14893.2 | 2836.8 | 4255.2 |  | 1 | 1 | 1 | 1 | 2978.64 | 567.36 | 851.04 |  | 1 | 1 | 1 | 1 | 21985.2 | 21985.2 | 4397.04 | 4397.04 | 6.0479 | 0 | 0 | 0 | 0 | 0 | 0 | 0 | 0 | 0 | 0 | 0 | 0 | 0 | 0 | 0 | 0 | 0 | 0 | 0% | 0% | 0% | 0% | 0% | 0% | 0% | 0% | 7750.22 | 0 | 0 | 0 | 0 | 0 | 0 | 0% | 0 | 0 | 0 | 0 | 0 | 0 | 0% | 0% | 0% | 0% | 0% | 0% | 0 | 0 | 0 | 0 | 0 | 0 | 0 | 0 | 0 | 0 | 0 | 0 | 0 | 0 | 0 | 0 | 0 | 0 | 0 | 0 | 0 | 0 | 0 | 0 | 0 | 0 | 0 | 0 | 0 | 0 |  | 0 |  | No | 45 | #NAME? | #NAME? | #NAME? | #NAME? | #NAME? | #NAME? | #NAME? | 30.6707 | 26.8067 | #NAME? | 64.5039 | 30.7857 | #NAME? | #NAME? | #NAME? | #NAME? | #NAME? | #NAME? | #NAME? | #NAME? | #NAME? | 0 | 0 | 0 | 0 | #NAME? | 2.4 | #NAME? | #NAME? | 0 | #NAME? | #NAME? | 20633.6 | 0 | #NAME? | #NAME? | 0.76107 | #NAME? | 12199.0378 | 2.8413 | 34660.8572 |  |  |  |  | 5389.4768 | 1026.567 | 1539.8505 |  | 2874.3876 | 547.5024 | 821.2536 |  | 12199.0378 |  | 20950.5215 | 501770.945 |  | 40.817 | 855138.1957 | #NAME? | #NAME? | #NAME? | #NAME? | #NAME? | 0 | #NAME?
2006Q1 | 2006 | 2006-02-01 | 2006 | 2 | #NAME? | 2006-02-01 | 2006-02-28 | 7.15% | 0.64412 |  |  | 0 | 0 | 0 | 0 | 0 | 0 | 0 | 0 | 0 | 0 | 0 | 0 | 0% | 0% | 0% | 0% | 0% | 0% | 0% | 0% | 0% | 0% | 0% | 0% | 0% | 0% | 0% | 0% | 0% | 0% | 0% | 0% | 0% | 0% | 0% | 0% | 0 | 20 | 4 | 4 | 0 | 28 | 1.5% | 14184 | 2836.8 | 2836.8 |  | 1 | 1 | 1 | 1 | 2836.8 | 567.36 | 567.36 |  | 1 | 1 | 1 | 1 | 19857.6 | 19857.6 | 3971.52 | 3971.52 | 6.1328 | 0 | 0 | 0 | 0 | 0 | 0 | 0 | 0 | 0 | 0 | 0 | 0 | 0 | 0 | 0 | 0 | 0 | 0 | 0% | 0% | 0% | 0% | 0% | 0% | 0% | 0% | 7751.5229 | 0 | 0 | 0 | 0 | 0 | 0 | 0% | 0 | 0 | 0 | 0 | 0 | 0 | 0% | 0% | 0% | 0% | 0% | 0% | 0 | 0 | 0 | 0 | 0 | 0 | 0 | 0 | 0 | 0 | 0 | 0 | 0 | 0 | 0 | 0 | 0 | 0 | 0 | 0 | 0 | 0 | 0 | 0 | 0 | 0 | 0 | 0 | 0 | 0 |  | 0 |  | No | 45 | 8865 | 2659.5 | 1773 | 531.9 | 1773 | 531.9 | 0 | 30.6707 | 26.8067 | 494849.9596 | 64.5039 | 30.7857 | 504269.4569 | 999119.4166 | 8865 | 2659.5 | 1773 | 531.9 | 1773 | 531.9 | 0 | 0 | 0 | 0 | 0 | 213573.214 | 2.4 | 140000 | 0 | 0 | 73573.214 | 217733.6933 | 17976 | 0 | 571709.6933 | 27152.7858 | 0.7612 | 13748 | 11018.4858 | 2.8413 | 31306.5807 |  |  |  |  | 5132.835 | 1026.567 | 1026.567 |  | 2737.512 | 547.5024 | 547.5024 |  | 11018.4858 |  | 18923.0517 | 350844.604 |  | 31.6037 | 598038.9817 | 0 | 0 | 0 | 0 | 0 | 0 | 0
2006Q1 | 2006 | 2006-03-01 | 2006 | 3 | #NAME? | 2006-03-01 | 2006-03-31 | 7.15% | 0.64029 |  |  | 0 | 0 | 0 | 0 | 0 | 0 | 0 | 0 | 0 | 0 | 0 | 0 | 0% | 0% | 0% | 0% | 0% | 0% | 0% | 0% | 0% | 0% | 0% | 0% | 0% | 0% | 0% | 0% | 0% | 0% | 0% | 0% | 0% | 0% | 0% | 0% | 0 | 23 | 4 | 4 | 0 | 31 | 1.5% | 16311.6 | 2836.8 | 2836.8 |  | 1 | 1 | 1 | 1 | 3262.32 | 567.36 | 567.36 |  | 1 | 1 | 1 | 1 | 21985.2 | 21985.2 | 4397.04 | 4397.04 | 6.2094 | 0 | 0 | 0 | 0 | 0 | 0 | 0 | 0 | 0 | 0 | 0 | 0 | 0 | 0 | 0 | 0 | 0 | 0 | 0% | 0% | 0% | 0% | 0% | 0% | 0% | 0% | 7752.8258 | 0 | 0 | 0 | 0 | 0 | 0 | 0% | 0 | 0 | 0 | 0 | 0 | 0 | 0% | 0% | 0% | 0% | 0% | 0% | 0 | 0 | 0 | 0 | 0 | 0 | 0 | 0 | 0 | 0 | 0 | 0 | 0 | 0 | 0 | 0 | 0 | 0 | 0 | 0 | 0 | 0 | 0 | 0 | 0 | 0 | 0 | 0 | 0 | 0 |  | 0 |  | No | 45 | 10194.75 | 3058.425 | 1773 | 531.9 | 1773 | 531.9 | 0 | 30.6707 | 26.8067 | 547869.5982 | 64.5039 | 30.7857 | 558298.3273 | 1106167.9255 | 10194.75 | 3058.425 | 1773 | 531.9 | 1773 | 531.9 | 0 | 0 | 0 | 0 | 0 | 236495.802 | 2.4 | 155000 | 0 | 0 | 81495.802 | 228460.4888 | 19089.8 | 0 | 619550.2888 | 30062.0128 | 0.76133 | 15221 | 12199.0378 | 2.8413 | 34660.8572 |  |  |  |  | 5902.7603 | 1026.567 | 1026.567 |  | 3148.1388 | 547.5024 | 547.5024 |  | 12199.0378 |  | 14320.6096 | 374798.243 |  | 30.7408 | 440227.3275 | 0 | 0 | 0 | 0 | 0 | 0 | 0
2006Q2 | 2006 | 2006-04-01 | 2006 | 4 | #NAME? | 2006-04-01 | 2006-04-30 | 7.15% | 0.6366 |  |  | 0 | 0 | 0 | 0 | 0 | 0 | 0 | 0 | 0 | 0 | 0 | 0 | 0% | 0% | 0% | 0% | 0% | 0% | 0% | 0% | 0% | 0% | 0% | 0% | 0% | 0% | 0% | 0% | 0% | 0% | 0% | 0% | 0% | 0% | 0% | 0% | 0 | 20 | 5 | 5 | 0 | 30 | 1.5% | 14184 | 3546 | 3546 |  | 1 | 1 | 1 | 1 | 2836.8 | 709.2 | 709.2 |  | 1 | 1 | 1 | 1 | 21276 | 21276 | 4255.2 | 4255.2 | 6.2943 | 0 | 0 | 0 | 0 | 0 | 0 | 0 | 0 | 0 | 0 | 0 | 0 | 0 | 0 | 0 | 0 | 0 | 0 | 0% | 0% | 0% | 0% | 0% | 0% | 0% | 0% | 7754.1286 | 0 | 0 | 0 | 0 | 0 | 0 | 0% | 0 | 0 | 0 | 0 | 0 | 0 | 0% | 0% | 0% | 0% | 0% | 0% | 0 | 0 | 0 | 0 | 0 | 0 | 0 | 0 | 0 | 0 | 0 | 0 | 0 | 0 | 0 | 0 | 0 | 0 | 0 | 0 | 0 | 0 | 0 | 0 | 0 | 0 | 0 | 0 | 0 | 0 |  | 0 |  | No | 45 | 8865 | 2659.5 | 2216.25 | 664.875 | 2216.25 | 664.875 | 0 | 30.6707 | 26.8067 | 530196.3853 | 64.5039 | 30.7857 | 540288.7038 | 1070485.0892 | 8865 | 2659.5 | 2216.25 | 664.875 | 2216.25 | 664.875 | 0 | 0 | 0 | 0 | 0 | 228905.3668 | 2.4 | 150000 | 0 | 0 | 78905.3668 | 214685.8322 | 17688 | 0 | 592373.8322 | 29092.2705 | 0.76146 | 14730 | 11805.5205 | 2.8413 | 33542.765 |  |  |  |  | 5132.835 | 1283.2088 | 1283.2088 |  | 2737.512 | 684.378 | 684.378 |  | 11805.5205 |  | 20274.6983 | 358925.211 |  | 29.8538 | 605276.6507 | 0 | 0 | 0 | 0 | 0 | 0 | 0
2006Q2 | 2006 | 2006-05-01 | 2006 | 5 | #NAME? | 2006-05-01 | 2006-05-31 | 7.15% | 0.63282 |  |  | 0 | 0 | 0 | 0 | 0 | 0 | 0 | 0 | 0 | 0 | 0 | 0 | 0% | 0% | 0% | 0% | 0% | 0% | 0% | 0% | 0% | 0% | 0% | 0% | 0% | 0% | 0% | 0% | 0% | 0% | 0% | 0% | 0% | 0% | 0% | 0% | 0 | #NAME? | #NAME? | #NAME? | 1 | 31 | 1.5% | 15602.4 | 2836.8 | 3546 |  | 1 | 1 | 1 | 1 | 3120.48 | 567.36 | 709.2 |  | 1 | 1 | 1 | 1 | 21985.2 | 21985.2 | 4397.04 | 4397.04 | 6.3765 | 0 | 0 | 0 | 0 | 0 | 0 | 0 | 0 | 0 | 0 | 0 | 0 | 0 | 0 | 0 | 0 | 0 | 0 | 0% | 0% | 0% | 0% | 0% | 0% | 0% | 0% | 7755.4315 | 0 | 0 | 0 | 0 | 0 | 0 | 0% | 0 | 0 | 0 | 0 | 0 | 0 | 0% | 0% | 0% | 0% | 0% | 0% | 0 | 0 | 0 | 0 | 0 | 0 | 0 | 0 | 0 | 0 | 0 | 0 | 0 | 0 | 0 | 0 | 0 | 0 | 0 | 0 | 0 | 0 | 0 | 0 | 0 | 0 | 0 | 0 | 0 | 0 |  | 0 |  | No | 45 | #NAME? | 0 | #NAME? | 0 | #NAME? | 0 | #NAME? | 31.4068 | 27.45 | #NAME? | 66.052 | 31.5245 | #NAME? | #NAME? | #NAME? | 0 | #NAME? | 0 | #NAME? | 0 | #NAME? | 0 | 0 | 0 | 0 | #NAME? | 2.4 | #NAME? | #NAME? | 0 | #NAME? | #NAME? | 18203.2 | 0 | #NAME? | #NAME? | 0.76158 | #NAME? | 9547.0731 | 2.8413 | 27125.8882 |  |  |  |  | 3764.079 | 684.378 | 855.4725 |  | 3011.2632 | 547.5024 | 684.378 |  | 9547.0731 |  | 22276.5039 | 283840.8146 |  | 30.1229 | 671033.9684 | #NAME? | #NAME? | #NAME? | #NAME? | #NAME? | 0 | #NAME?
2006Q2 | 2006 | 2006-06-01 | 2006 | 6 | #NAME? | 2006-06-01 | 2006-06-30 | 7.15% | 0.62918 |  |  | 0 | 0 | 0 | 0 | 0 | 0 | 0 | 0 | 0 | 0 | 0 | 0 | 0% | 0% | 0% | 0% | 0% | 0% | 0% | 0% | 0% | 0% | 0% | 0% | 0% | 0% | 0% | 0% | 0% | 0% | 0% | 0% | 0% | 0% | 0% | 0% | 0 | 22 | 4 | 4 | 0 | 30 | 1.5% | 15602.4 | 2836.8 | 2836.8 |  | 1 | 1 | 1 | 1 | 3120.48 | 567.36 | 567.36 |  | 1 | 1 | 1 | 1 | 21276 | 21276 | 4255.2 | 4255.2 | 6.4613 | 0 | 0 | 0 | 0 | 0 | 0 | 0 | 0 | 0 | 0 | 0 | 0 | 0 | 0 | 0 | 0 | 0 | 0 | 0% | 0% | 0% | 0% | 0% | 0% | 0% | 0% | 7756.7344 | 0 | 0 | 0 | 0 | 0 | 0 | 0% | 0 | 0 | 0 | 0 | 0 | 0 | 0% | 0% | 0% | 0% | 0% | 0% | 0 | 0 | 0 | 0 | 0 | 0 | 0 | 0 | 0 | 0 | 0 | 0 | 0 | 0 | 0 | 0 | 0 | 0 | 0 | 0 | 0 | 0 | 0 | 0 | 0 | 0 | 0 | 0 | 0 | 0 |  | 0 |  | No | 45 | 11701.8 | 0 | 2127.6 | 0 | 2127.6 | 0 | 0 | 31.4068 | 27.45 | 501157.9371 | 66.052 | 31.5245 | 1070041.9565 | 1571199.8936 | 11701.8 | 0 | 2127.6 | 0 | 2127.6 | 0 | 0 | 0 | 0 | 0 | 0 | 156780.667 | 2.4 | 150000 | 0 | 0 | 6780.667 | 18529.3127 | 17826 | 0 | 396355.3127 | 20063.268 | 0.76171 | 14730 | 4106.268 | 2.8413 | 11667.0487 |  |  |  |  | 0 | 0 | 0 |  | 3011.2632 | 547.5024 | 547.5024 |  | 4106.268 |  | 16425.072 | 122626.7248 |  | 29.8633 | 490506.8992 | 0 | 0 | 0 | 0 | 0 | 0 | 0
2006Q3 | 2006 | 2006-07-01 | 2006 | 7 | #NAME? | 2006-07-01 | 2006-07-31 | 7.15% | 0.62544 |  |  | 0 | 0 | 0 | 0 | 0 | 0 | 0 | 0 | 0 | 0 | 0 | 0 | 0% | 0% | 0% | 0% | 0% | 0% | 0% | 0% | 0% | 0% | 0% | 0% | 0% | 0% | 0% | 0% | 0% | 0% | 0% | 0% | 0% | 0% | 0% | 0% | 0 | #NAME? | #NAME? | #NAME? | 1 | 31 | 1.5% | 14184 | 3546 | 4255.2 |  | 1 | 1 | 1 | 1 | 2836.8 | 709.2 | 851.04 |  | 1 | 1 | 1 | 1 | 21985.2 | 21985.2 | 4397.04 | 4397.04 | 6.5435 | 0 | 0 | 0 | 0 | 0 | 0 | 0 | 0 | 0 | 0 | 0 | 0 | 0 | 0 | 0 | 0 | 0 | 0 | 0% | 0% | 0% | 0% | 0% | 0% | 0% | 0% | 7758.0373 | 0 | 0 | 0 | 0 | 0 | 0 | 0% | 0 | 0 | 0 | 0 | 0 | 0 | 0% | 0% | 0% | 0% | 0% | 0% | 0 | 0 | 0 | 0 | 0 | 0 | 0 | 0 | 0 | 0 | 0 | 0 | 0 | 0 | 0 | 0 | 0 | 0 | 0 | 0 | 0 | 0 | 0 | 0 | 0 | 0 | 0 | 0 | 0 | 0 |  | 0 |  | No | 45 | #NAME? | 0 | #NAME? | 0 | #NAME? | 0 | #NAME? | 31.4068 | 27.45 | #NAME? | 66.052 | 31.5245 | #NAME? | #NAME? | #NAME? | 0 | #NAME? | 0 | #NAME? | 0 | #NAME? | 0 | 0 | 0 | 0 | #NAME? | 2.4 | #NAME? | #NAME? | 0 | #NAME? | #NAME? | 18494.6 | 0 | #NAME? | #NAME? | 0.76184 | #NAME? | 9547.0731 | 2.8413 | 27125.8882 |  |  |  |  | 3421.89 | 855.4725 | 1026.567 |  | 2737.512 | 684.378 | 821.2536 |  | 9547.0731 |  | 22276.5039 | 373241.6533 |  | 41.4005 | 922258.3079 | #NAME? | #NAME? | #NAME? | #NAME? | #NAME? | 0 | #NAME?
2006Q3 | 2006 | 2006-08-01 | 2006 | 8 | #NAME? | 2006-08-01 | 2006-08-31 | 7.15% | 0.62172 |  |  | 0 | 0 | 0 | 0 | 0 | 0 | 0 | 0 | 0 | 0 | 0 | 0 | 0% | 0% | 0% | 0% | 0% | 0% | 0% | 0% | 0% | 0% | 0% | 0% | 0% | 0% | 0% | 0% | 0% | 0% | 0% | 0% | 0% | 0% | 0% | 0% | 0 | 23 | 4 | 4 | 0 | 31 | 1.5% | 16311.6 | 2836.8 | 2836.8 |  | 1 | 1 | 1 | 1 | 3262.32 | 567.36 | 567.36 |  | 1 | 1 | 1 | 1 | 21985.2 | 21985.2 | 4397.04 | 4397.04 | 6.6283 | 0 | 0 | 0 | 0 | 0 | 0 | 0 | 0 | 0 | 0 | 0 | 0 | 0 | 0 | 0 | 0 | 0 | 0 | 0% | 0% | 0% | 0% | 0% | 0% | 0% | 0% | 7759.3402 | 0 | 0 | 0 | 0 | 0 | 0 | 0% | 0 | 0 | 0 | 0 | 0 | 0 | 0% | 0% | 0% | 0% | 0% | 0% | 0 | 0 | 0 | 0 | 0 | 0 | 0 | 0 | 0 | 0 | 0 | 0 | 0 | 0 | 0 | 0 | 0 | 0 | 0 | 0 | 0 | 0 | 0 | 0 | 0 | 0 | 0 | 0 | 0 | 0 |  | 0 |  | No | 45 | 12233.7 | 0 | 2127.6 | 0 | 2127.6 | 0 | 0 | 31.4068 | 27.45 | 517863.2017 | 66.052 | 31.5245 | 1105710.0217 | 1623573.2234 | 12233.7 | 0 | 2127.6 | 0 | 2127.6 | 0 | 0 | 0 | 0 | 0 | 0 | 204708.7743 | 2.4 | 155000 | 0 | 0 | 49708.7743 | 144640.2245 | 18624.8 | 0 | 535265.0245 | 26035.9731 | 0.76197 | 15221 | 9547.0731 | 2.8413 | 27125.8882 |  |  |  |  | 3935.1735 | 684.378 | 684.378 |  | 3148.1388 | 547.5024 | 547.5024 |  | 9547.0731 |  | 22276.5039 | 540652.8049 |  | 59.6262 | 1328262.1659 | 0 | 0 | 0 | 0 | 0 | 0 | 0
2006Q3 | 2006 | 2006-09-01 | 2006 | 9 | #NAME? | 2006-09-01 | 2006-09-30 | 7.15% | 0.61814 |  |  | 0 | 0 | 0 | 0 | 0 | 0 | 0 | 0 | 0 | 0 | 0 | 0 | 0% | 0% | 0% | 0% | 0% | 0% | 0% | 0% | 0% | 0% | 0% | 0% | 0% | 0% | 0% | 0% | 0% | 0% | 0% | 0% | 0% | 0% | 0% | 0% | 0 | #NAME? | #NAME? | #NAME? | 1 | 30 | 1.5% | 14184 | 3546 | 3546 |  | 1 | 1 | 1 | 1 | 2836.8 | 709.2 | 709.2 |  | 1 | 1 | 1 | 1 | 21276 | 21276 | 4255.2 | 4255.2 | 6.7132 | 0 | 0 | 0 | 0 | 0 | 0 | 0 | 0 | 0 | 0 | 0 | 0 | 0 | 0 | 0 | 0 | 0 | 0 | 0% | 0% | 0% | 0% | 0% | 0% | 0% | 0% | 7760.643 | 0 | 0 | 0 | 0 | 0 | 0 | 0% | 0 | 0 | 0 | 0 | 0 | 0 | 0% | 0% | 0% | 0% | 0% | 0% | 0 | 0 | 0 | 0 | 0 | 0 | 0 | 0 | 0 | 0 | 0 | 0 | 0 | 0 | 0 | 0 | 0 | 0 | 0 | 0 | 0 | 0 | 0 | 0 | 0 | 0 | 0 | 0 | 0 | 0 |  | 0 |  | No | 45 | #NAME? | 0 | #NAME? | 0 | #NAME? | 0 | #NAME? | 31.4068 | 27.45 | #NAME? | 66.052 | 31.5245 | #NAME? | #NAME? | #NAME? | 0 | #NAME? | 0 | #NAME? | 0 | #NAME? | 0 | 0 | 0 | 0 | #NAME? | 2.4 | #NAME? | #NAME? | 0 | #NAME? | #NAME? | 18186 | 0 | #NAME? | #NAME? | 0.7621 | #NAME? | 9239.103 | 2.8413 | 26250.8596 |  |  |  |  | 3421.89 | 855.4725 | 855.4725 |  | 2737.512 | 684.378 | 684.378 |  | 9239.103 |  | 21557.907 | 433814.4139 |  | 48.7357 | 1050639.5651 | #NAME? | #NAME? | #NAME? | #NAME? | #NAME? | 0 | #NAME?
2006Q4 | 2006 | 2006-10-01 | 2006 | 10 | #NAME? | 2006-10-01 | 2006-10-31 | 7.15% | 0.61447 |  |  | 0 | 0 | 0 | 0 | 0 | 0 | 0 | 0 | 0 | 0 | 0 | 0 | 0% | 0% | 0% | 0% | 0% | 0% | 0% | 0% | 0% | 0% | 0% | 0% | 0% | 0% | 0% | 0% | 0% | 0% | 0% | 0% | 0% | 0% | 0% | 0% | 0 | 22 | 4 | 5 | 0 | 31 | 1.5% | 15602.4 | 2836.8 | 3546 |  | 1 | 1 | 1 | 1 | 3120.48 | 567.36 | 709.2 |  | 1 | 1 | 1 | 1 | 21985.2 | 21985.2 | 4397.04 | 4397.04 | 6.7953 | 0 | 0 | 0 | 0 | 0 | 0 | 0 | 0 | 0 | 0 | 0 | 0 | 0 | 0 | 0 | 0 | 0 | 0 | 0% | 0% | 0% | 0% | 0% | 0% | 0% | 0% | 7761.9459 | 0 | 0 | 0 | 0 | 0 | 0 | 0% | 0 | 0 | 0 | 0 | 0 | 0 | 0% | 0% | 0% | 0% | 0% | 0% | 0 | 0 | 0 | 0 | 0 | 0 | 0 | 0 | 0 | 0 | 0 | 0 | 0 | 0 | 0 | 0 | 0 | 0 | 0 | 0 | 0 | 0 | 0 | 0 | 0 | 0 | 0 | 0 | 0 | 0 |  | 0 |  | No | 45 | 9751.5 | 2925.45 | 1773 | 531.9 | 2216.25 | 664.875 | 0 | 31.4068 | 27.45 | 561018.4685 | 66.052 | 31.5245 | 571697.4872 | 1132715.9557 | 9751.5 | 2925.45 | 1773 | 531.9 | 2216.25 | 664.875 | 0 | 0 | 0 | 0 | 0 | 236774.0076 | 2.4 | 155000 | 0 | 0 | 81774.0076 | 258893.5765 | 18866.6 | 0 | 649760.1765 | 30062.0129 | 0.76222 | 15221 | 12199.0378 | 2.8413 | 34660.8572 |  |  |  |  | 5646.1185 | 1026.567 | 1283.2088 |  | 3011.2632 | 547.5024 | 684.378 |  | 12199.0378 |  | 20950.5215 | 532340.8165 |  | 42.9477 | 899777.4924 | 0 | 0 | 0 | 0 | 0 | 0 | 0
2006Q4 | 2006 | 2006-11-01 | 2006 | 11 | #NAME? | 2006-11-01 | 2006-11-30 | 7.15% | 0.61093 |  |  | 0 | 0 | 0 | 0 | 0 | 0 | 0 | 0 | 0 | 0 | 0 | 0 | 0% | 0% | 0% | 0% | 0% | 0% | 0% | 0% | 0% | 0% | 0% | 0% | 0% | 0% | 0% | 0% | 0% | 0% | 0% | 0% | 0% | 0% | 0% | 0% | 0 | #NAME? | #NAME? | #NAME? | 1 | 30 | 1.5% | 14893.2 | 2836.8 | 3546 |  | 1 | 1 | 1 | 1 | 2978.64 | 567.36 | 709.2 |  | 1 | 1 | 1 | 1 | 21276 | 21276 | 4255.2 | 4255.2 | 6.8802 | 0 | 0 | 0 | 0 | 0 | 0 | 0 | 0 | 0 | 0 | 0 | 0 | 0 | 0 | 0 | 0 | 0 | 0 | 0% | 0% | 0% | 0% | 0% | 0% | 0% | 0% | 7763.2488 | 0 | 0 | 0 | 0 | 0 | 0 | 0% | 0 | 0 | 0 | 0 | 0 | 0 | 0% | 0% | 0% | 0% | 0% | 0% | 0 | 0 | 0 | 0 | 0 | 0 | 0 | 0 | 0 | 0 | 0 | 0 | 0 | 0 | 0 | 0 | 0 | 0 | 0 | 0 | 0 | 0 | 0 | 0 | 0 | 0 | 0 | 0 | 0 | 0 |  | 0 |  | No | 45 | #NAME? | #NAME? | #NAME? | #NAME? | #NAME? | #NAME? | #NAME? | 31.4068 | 27.45 | #NAME? | 66.052 | 31.5245 | #NAME? | #NAME? | #NAME? | #NAME? | #NAME? | #NAME? | #NAME? | #NAME? | #NAME? | 0 | 0 | 0 | 0 | #NAME? | 2.4 | #NAME? | #NAME? | 0 | #NAME? | #NAME? | 18732 | 0 | #NAME? | #NAME? | 0.76235 | #NAME? | 11805.5205 | 2.8413 | 33542.765 |  |  |  |  | 5389.4768 | 1026.567 | 1283.2088 |  | 2874.3876 | 547.5024 | 684.378 |  | 11805.5205 |  | 20274.6983 | 534293.3366 |  | 44.9915 | 912189.1086 | #NAME? | #NAME? | #NAME? | #NAME? | #NAME? | 0 | #NAME?
2006Q4 | 2006 | 2006-12-01 | 2006 | 12 | #NAME? | 2006-12-01 | 2006-12-31 | 7.15% | 0.6073 |  |  | 0 | 0 | 0 | 0 | 0 | 0 | 0 | 0 | 0 | 0 | 0 | 0 | 0% | 0% | 0% | 0% | 0% | 0% | 0% | 0% | 0% | 0% | 0% | 0% | 0% | 0% | 0% | 0% | 0% | 0% | 0% | 0% | 0% | 0% | 0% | 0% | 0 | #NAME? | #NAME? | #NAME? | 1 | 31 | 1.5% | 14184 | 3546 | 4255.2 |  | 1 | 1 | 1 | 1 | 2836.8 | 709.2 | 851.04 |  | 1 | 1 | 1 | 1 | 21985.2 | 21985.2 | 4397.04 | 4397.04 | 6.9624 | 0 | 0 | 0 | 0 | 0 | 0 | 0 | 0 | 0 | 0 | 0 | 0 | 0 | 0 | 0 | 0 | 0 | 0 | 0% | 0% | 0% | 0% | 0% | 0% | 0% | 0% | 7764.5517 | 0 | 0 | 0 | 0 | 0 | 0 | 0% | 0 | 0 | 0 | 0 | 0 | 0 | 0% | 0% | 0% | 0% | 0% | 0% | 0 | 0 | 0 | 0 | 0 | 0 | 0 | 0 | 0 | 0 | 0 | 0 | 0 | 0 | 0 | 0 | 0 | 0 | 0 | 0 | 0 | 0 | 0 | 0 | 0 | 0 | 0 | 0 | 0 | 0 |  | 0 |  | No | 45 | #NAME? | #NAME? | #NAME? | #NAME? | #NAME? | #NAME? | #NAME? | 31.4068 | 27.45 | #NAME? | 66.052 | 31.5245 | #NAME? | #NAME? | #NAME? | #NAME? | #NAME? | #NAME? | #NAME? | #NAME? | #NAME? | 0 | 0 | 0 | 0 | #NAME? | 2.4 | #NAME? | #NAME? | 0 | #NAME? | #NAME? | 19864.8 | 0 | #NAME? | #NAME? | 0.76248 | #NAME? | 12199.0379 | 2.8413 | 34660.8572 |  |  |  |  | 5132.835 | 1283.2088 | 1539.8505 |  | 2737.512 | 684.378 | 821.2536 |  | 12199.0379 |  | 20950.5215 | 514034.1268 |  | 41.8654 | 877101.2592 | #NAME? | #NAME? | #NAME? | #NAME? | #NAME? | 0 | #NAME?
2007Q1 | 2007 | 2007-01-01 | 2007 | 1 | #NAME? | 2007-01-01 | 2007-01-31 | 7.15% | 0.60369 |  |  | 0 | 0 | 0 | 0 | 0 | 0 | 0 | 0 | 0 | 0 | 0 | 0 | 0% | 0% | 0% | 0% | 0% | 0% | 0% | 0% | 0% | 0% | 0% | 0% | 0% | 0% | 0% | 0% | 0% | 0% | 0% | 0% | 0% | 0% | 0% | 0% | 0 | #NAME? | #NAME? | #NAME? | 1 | 31 | 1.5% | 15602.4 | 2836.8 | 3546 |  | 1 | 1 | 1 | 1 | 3120.48 | 567.36 | 709.2 |  | 1 | 1 | 1 | 1 | 21985.2 | 21985.2 | 4397.04 | 4397.04 | 7.0472 | 0 | 0 | 0 | 0 | 0 | 0 | 0 | 0 | 0 | 0 | 0 | 0 | 0 | 0 | 0 | 0 | 0 | 0 | 0% | 0% | 0% | 0% | 0% | 0% | 0% | 0% | 7765.8546 | 0 | 0 | 0 | 0 | 0 | 0 | 0% | 0 | 0 | 0 | 0 | 0 | 0 | 0% | 0% | 0% | 0% | 0% | 0% | 0 | 0 | 0 | 0 | 0 | 0 | 0 | 0 | 0 | 0 | 0 | 0 | 0 | 0 | 0 | 0 | 0 | 0 | 0 | 0 | 0 | 0 | 0 | 0 | 0 | 0 | 0 | 0 | 0 | 0 |  | 0 |  | No | 45 | #NAME? | #NAME? | #NAME? | #NAME? | #NAME? | #NAME? | #NAME? | 31.4068 | 27.45 | #NAME? | 66.052 | 31.5245 | #NAME? | #NAME? | #NAME? | #NAME? | #NAME? | #NAME? | #NAME? | #NAME? | #NAME? | 0 | 0 | 0 | 0 | #NAME? | 2.4 | #NAME? | #NAME? | 0 | #NAME? | #NAME? | 20770 | 0 | #NAME? | #NAME? | 0.76261 | #NAME? | 12199.0378 | 2.9265 | 35700.6829 |  |  |  |  | 5646.1185 | 1026.567 | 1283.2088 |  | 3011.2632 | 547.5024 | 684.378 |  | 12199.0378 |  | 20950.5215 | 505571.4316 |  | 41.1262 | 861615.1376 | #NAME? | #NAME? | #NAME? | #NAME? | #NAME? | 0 | #NAME?
2007Q1 | 2007 | 2007-02-01 | 2007 | 2 | #NAME? | 2007-02-01 | 2007-02-28 | 7.15% | 0.60045 |  |  | 0 | 0 | 0 | 0 | 0 | 0 | 0 | 0 | 0 | 0 | 0 | 0 | 0% | 0% | 0% | 0% | 0% | 0% | 0% | 0% | 0% | 0% | 0% | 0% | 0% | 0% | 0% | 0% | 0% | 0% | 0% | 0% | 0% | 0% | 0% | 0% | 0 | 20 | 4 | 4 | 0 | 28 | 1.5% | 14184 | 2836.8 | 2836.8 |  | 1 | 1 | 1 | 1 | 2836.8 | 567.36 | 567.36 |  | 1 | 1 | 1 | 1 | 19857.6 | 19857.6 | 3971.52 | 3971.52 | 7.1321 | 0 | 0 | 0 | 0 | 0 | 0 | 0 | 0 | 0 | 0 | 0 | 0 | 0 | 0 | 0 | 0 | 0 | 0 | 0% | 0% | 0% | 0% | 0% | 0% | 0% | 0% | 7767.1574 | 0 | 0 | 0 | 0 | 0 | 0 | 0% | 0 | 0 | 0 | 0 | 0 | 0 | 0% | 0% | 0% | 0% | 0% | 0% | 0 | 0 | 0 | 0 | 0 | 0 | 0 | 0 | 0 | 0 | 0 | 0 | 0 | 0 | 0 | 0 | 0 | 0 | 0 | 0 | 0 | 0 | 0 | 0 | 0 | 0 | 0 | 0 | 0 | 0 |  | 0 |  | No | 45 | 8865 | 2659.5 | 1773 | 531.9 | 1773 | 531.9 | 0 | 31.4068 | 27.45 | 506726.3587 | 66.052 | 31.5245 | 516371.9239 | 1023098.2826 | 8865 | 2659.5 | 1773 | 531.9 | 1773 | 531.9 | 0 | 0 | 0 | 0 | 0 | 214003.984 | 2.4 | 140000 | 0 | 0 | 74003.984 | 225624.8566 | 18121.6 | 0 | 579746.4566 | 27152.7858 | 0.76273 | 13748 | 11018.4858 | 2.9265 | 32245.7781 |  |  |  |  | 5132.835 | 1026.567 | 1026.567 |  | 2737.512 | 547.5024 | 547.5024 |  | 11018.4858 |  | 18923.0517 | 386987.4035 |  | 34.8594 | 659646.8924 | 0 | 0 | 0 | 0 | 0 | 0 | 0
2007Q1 | 2007 | 2007-03-01 | 2007 | 3 | #NAME? | 2007-03-01 | 2007-03-31 | 7.15% | 0.59688 |  |  | 0 | 0 | 0 | 0 | 0 | 0 | 0 | 0 | 0 | 0 | 0 | 0 | 0% | 0% | 0% | 0% | 0% | 0% | 0% | 0% | 0% | 0% | 0% | 0% | 0% | 0% | 0% | 0% | 0% | 0% | 0% | 0% | 0% | 0% | 0% | 0% | 0 | 22 | 5 | 4 | 0 | 31 | 1.5% | 15602.4 | 3546 | 2836.8 |  | 1 | 1 | 1 | 1 | 3120.48 | 709.2 | 567.36 |  | 1 | 1 | 1 | 1 | 21985.2 | 21985.2 | 4397.04 | 4397.04 | 7.2088 | 0 | 0 | 0 | 0 | 0 | 0 | 0 | 0 | 0 | 0 | 0 | 0 | 0 | 0 | 0 | 0 | 0 | 0 | 0% | 0% | 0% | 0% | 0% | 0% | 0% | 0% | 7768.4603 | 0 | 0 | 0 | 0 | 0 | 0 | 0% | 0 | 0 | 0 | 0 | 0 | 0 | 0% | 0% | 0% | 0% | 0% | 0% | 0 | 0 | 0 | 0 | 0 | 0 | 0 | 0 | 0 | 0 | 0 | 0 | 0 | 0 | 0 | 0 | 0 | 0 | 0 | 0 | 0 | 0 | 0 | 0 | 0 | 0 | 0 | 0 | 0 | 0 |  | 0 |  | No | 45 | 9751.5 | 2925.45 | 2216.25 | 664.875 | 1773 | 531.9 | 0 | 31.4068 | 27.45 | 561018.4685 | 66.052 | 31.5245 | 571697.4872 | 1132715.9557 | 9751.5 | 2925.45 | 2216.25 | 664.875 | 1773 | 531.9 | 0 | 0 | 0 | 0 | 0 | 236972.7259 | 2.4 | 155000 | 0 | 0 | 81972.7259 | 236732.8172 | 19269.6 | 0 | 628002.4172 | 30062.0129 | 0.76286 | 15221 | 12199.0378 | 2.9265 | 35700.6829 |  |  |  |  | 5646.1185 | 1283.2088 | 1026.567 |  | 3011.2632 | 684.378 | 547.5024 |  | 12199.0378 |  | 20950.5215 | 408564.3636 |  | 32.9419 | 690150.277 | 0 | 0 | 0 | 0 | 0 | 0 | 0
2007Q2 | 2007 | 2007-04-01 | 2007 | 4 | #NAME? | 2007-04-01 | 2007-04-30 | 7.15% | 0.59344 |  |  | 0 | 0 | 0 | 0 | 0 | 0 | 0 | 0 | 0 | 0 | 0 | 0 | 0% | 0% | 0% | 0% | 0% | 0% | 0% | 0% | 0% | 0% | 0% | 0% | 0% | 0% | 0% | 0% | 0% | 0% | 0% | 0% | 0% | 0% | 0% | 0% | 0 | 21 | 4 | 5 | 0 | 30 | 1.5% | 14893.2 | 2836.8 | 3546 |  | 1 | 1 | 1 | 1 | 2978.64 | 567.36 | 709.2 |  | 1 | 1 | 1 | 1 | 21276 | 21276 | 4255.2 | 4255.2 | 7.2936 | 0 | 0 | 0 | 0 | 0 | 0 | 0 | 0 | 0 | 0 | 0 | 0 | 0 | 0 | 0 | 0 | 0 | 0 | 0% | 0% | 0% | 0% | 0% | 0% | 0% | 0% | 7769.7632 | 0 | 0 | 0 | 0 | 0 | 0 | 0% | 0 | 0 | 0 | 0 | 0 | 0 | 0% | 0% | 0% | 0% | 0% | 0% | 0 | 0 | 0 | 0 | 0 | 0 | 0 | 0 | 0 | 0 | 0 | 0 | 0 | 0 | 0 | 0 | 0 | 0 | 0 | 0 | 0 | 0 | 0 | 0 | 0 | 0 | 0 | 0 | 0 | 0 |  | 0 |  | No | 45 | 9308.25 | 2792.475 | 1773 | 531.9 | 2216.25 | 664.875 | 0 | 31.4068 | 27.45 | 542921.0986 | 66.052 | 31.5245 | 553255.6327 | 1096176.7313 | 9308.25 | 2792.475 | 1773 | 531.9 | 2216.25 | 664.875 | 0 | 0 | 0 | 0 | 0 | 229366.9061 | 2.4 | 150000 | 0 | 0 | 79366.9061 | 222455.019 | 17880 | 0 | 600335.019 | 29092.2705 | 0.76299 | 14730 | 11805.5205 | 2.9265 | 34549.048 |  |  |  |  | 5389.4768 | 1026.567 | 1283.2088 |  | 2874.3876 | 547.5024 | 684.378 |  | 11805.5205 |  | 20274.6983 | 377938.887 |  | 31.4353 | 637340.5285 | 0 | 0 | 0 | 0 | 0 | 0 | 0
2007Q2 | 2007 | 2007-05-01 | 2007 | 5 | #NAME? | 2007-05-01 | 2007-05-31 | 7.15% | 0.58992 |  |  | 0 | 0 | 0 | 0 | 0 | 0 | 0 | 0 | 0 | 0 | 0 | 0 | 0% | 0% | 0% | 0% | 0% | 0% | 0% | 0% | 0% | 0% | 0% | 0% | 0% | 0% | 0% | 0% | 0% | 0% | 0% | 0% | 0% | 0% | 0% | 0% | 0 | #NAME? | #NAME? | #NAME? | 1 | 31 | 1.5% | 15602.4 | 2836.8 | 3546 |  | 1 | 1 | 1 | 1 | 3120.48 | 567.36 | 709.2 |  | 1 | 1 | 1 | 1 | 21985.2 | 21985.2 | 4397.04 | 4397.04 | 7.3758 | 0 | 0 | 0 | 0 | 0 | 0 | 0 | 0 | 0 | 0 | 0 | 0 | 0 | 0 | 0 | 0 | 0 | 0 | 0% | 0% | 0% | 0% | 0% | 0% | 0% | 0% | 7771.0661 | 0 | 0 | 0 | 0 | 0 | 0 | 0% | 0 | 0 | 0 | 0 | 0 | 0 | 0% | 0% | 0% | 0% | 0% | 0% | 0 | 0 | 0 | 0 | 0 | 0 | 0 | 0 | 0 | 0 | 0 | 0 | 0 | 0 | 0 | 0 | 0 | 0 | 0 | 0 | 0 | 0 | 0 | 0 | 0 | 0 | 0 | 0 | 0 | 0 |  | 0 |  | No | 45 | #NAME? | 0 | #NAME? | 0 | #NAME? | 0 | #NAME? | 32.1605 | 28.1088 | #NAME? | 67.6372 | 32.2811 | #NAME? | #NAME? | #NAME? | 0 | #NAME? | 0 | #NAME? | 0 | #NAME? | 0 | 0 | 0 | 0 | #NAME? | 2.4 | #NAME? | #NAME? | 0 | #NAME? | #NAME? | 18407.8 | 0 | #NAME? | #NAME? | 0.76312 | #NAME? | 9547.0731 | 2.9265 | 27939.6649 |  |  |  |  | 3764.079 | 684.378 | 855.4725 |  | 3011.2632 | 547.5024 | 684.378 |  | 9547.0731 |  | 22276.5039 | 307022.562 |  | 32.5831 | 725838.4192 | #NAME? | #NAME? | #NAME? | #NAME? | #NAME? | 0 | #NAME?
2007Q2 | 2007 | 2007-06-01 | 2007 | 6 | #NAME? | 2007-06-01 | 2007-06-30 | 7.15% | 0.58652 |  |  | 0 | 0 | 0 | 0 | 0 | 0 | 0 | 0 | 0 | 0 | 0 | 0 | 0% | 0% | 0% | 0% | 0% | 0% | 0% | 0% | 0% | 0% | 0% | 0% | 0% | 0% | 0% | 0% | 0% | 0% | 0% | 0% | 0% | 0% | 0% | 0% | 0 | 21 | 5 | 4 | 0 | 30 | 1.5% | 14893.2 | 3546 | 2836.8 |  | 1 | 1 | 1 | 1 | 2978.64 | 709.2 | 567.36 |  | 1 | 1 | 1 | 1 | 21276 | 21276 | 4255.2 | 4255.2 | 7.4606 | 0 | 0 | 0 | 0 | 0 | 0 | 0 | 0 | 0 | 0 | 0 | 0 | 0 | 0 | 0 | 0 | 0 | 0 | 0% | 0% | 0% | 0% | 0% | 0% | 0% | 0% | 7772.369 | 0 | 0 | 0 | 0 | 0 | 0 | 0% | 0 | 0 | 0 | 0 | 0 | 0 | 0% | 0% | 0% | 0% | 0% | 0% | 0 | 0 | 0 | 0 | 0 | 0 | 0 | 0 | 0 | 0 | 0 | 0 | 0 | 0 | 0 | 0 | 0 | 0 | 0 | 0 | 0 | 0 | 0 | 0 | 0 | 0 | 0 | 0 | 0 | 0 |  | 0 |  | No | 45 | 11169.9 | 0 | 2659.5 | 0 | 2127.6 | 0 | 0 | 32.1605 | 28.1088 | 513185.7276 | 67.6372 | 32.2811 | 1095722.9634 | 1608908.6911 | 11169.9 | 0 | 2659.5 | 0 | 2127.6 | 0 | 0 | 0 | 0 | 0 | 0 | 157096.6759 | 2.4 | 150000 | 0 | 0 | 7096.6759 | 19977.855 | 18030 | 0 | 398007.855 | 20063.268 | 0.76325 | 14730 | 4106.268 | 2.9265 | 12017.0602 |  |  |  |  | 0 | 0 | 0 |  | 2874.3876 | 684.378 | 547.5024 |  | 4106.268 |  | 16425.072 | 131575.0065 |  | 32.0425 | 526300.0259 | 0 | 0 | 0 | 0 | 0 | 0 | 0
2007Q3 | 2007 | 2007-07-01 | 2007 | 7 | #NAME? | 2007-07-01 | 2007-07-31 | 7.15% | 0.58303 |  |  | 0 | 0 | 0 | 0 | 0 | 0 | 0 | 0 | 0 | 0 | 0 | 0 | 0% | 0% | 0% | 0% | 0% | 0% | 0% | 0% | 0% | 0% | 0% | 0% | 0% | 0% | 0% | 0% | 0% | 0% | 0% | 0% | 0% | 0% | 0% | 0% | 0 | #NAME? | #NAME? | #NAME? | 1 | 31 | 1.5% | 14893.2 | 2836.8 | 4255.2 |  | 1 | 1 | 1 | 1 | 2978.64 | 567.36 | 851.04 |  | 1 | 1 | 1 | 1 | 21985.2 | 21985.2 | 4397.04 | 4397.04 | 7.5428 | 0 | 0 | 0 | 0 | 0 | 0 | 0 | 0 | 0 | 0 | 0 | 0 | 0 | 0 | 0 | 0 | 0 | 0 | 0% | 0% | 0% | 0% | 0% | 0% | 0% | 0% | 7773.6718 | 0 | 0 | 0 | 0 | 0 | 0 | 0% | 0 | 0 | 0 | 0 | 0 | 0 | 0% | 0% | 0% | 0% | 0% | 0% | 0 | 0 | 0 | 0 | 0 | 0 | 0 | 0 | 0 | 0 | 0 | 0 | 0 | 0 | 0 | 0 | 0 | 0 | 0 | 0 | 0 | 0 | 0 | 0 | 0 | 0 | 0 | 0 | 0 | 0 |  | 0 |  | No | 45 | #NAME? | 0 | #NAME? | 0 | #NAME? | 0 | #NAME? | 32.1605 | 28.1088 | #NAME? | 67.6372 | 32.2811 | #NAME? | #NAME? | #NAME? | 0 | #NAME? | 0 | #NAME? | 0 | #NAME? | 0 | 0 | 0 | 0 | #NAME? | 2.4 | #NAME? | #NAME? | 0 | #NAME? | #NAME? | 18705.4 | 0 | #NAME? | #NAME? | 0.76337 | #NAME? | 9547.0731 | 2.9265 | 27939.6649 |  |  |  |  | 3592.9845 | 684.378 | 1026.567 |  | 2874.3876 | 547.5024 | 821.2536 |  | 9547.0731 |  | 22276.5039 | 406767.2191 |  | 45.1192 | 1005098.0213 | #NAME? | #NAME? | #NAME? | #NAME? | #NAME? | 0 | #NAME?
2007Q3 | 2007 | 2007-08-01 | 2007 | 8 | #NAME? | 2007-08-01 | 2007-08-31 | 7.15% | 0.57957 |  |  | 0 | 0 | 0 | 0 | 0 | 0 | 0 | 0 | 0 | 0 | 0 | 0 | 0% | 0% | 0% | 0% | 0% | 0% | 0% | 0% | 0% | 0% | 0% | 0% | 0% | 0% | 0% | 0% | 0% | 0% | 0% | 0% | 0% | 0% | 0% | 0% | 0 | 23 | 4 | 4 | 0 | 31 | 1.5% | 16311.6 | 2836.8 | 2836.8 |  | 1 | 1 | 1 | 1 | 3262.32 | 567.36 | 567.36 |  | 1 | 1 | 1 | 1 | 21985.2 | 21985.2 | 4397.04 | 4397.04 | 7.6277 | 0 | 0 | 0 | 0 | 0 | 0 | 0 | 0 | 0 | 0 | 0 | 0 | 0 | 0 | 0 | 0 | 0 | 0 | 0% | 0% | 0% | 0% | 0% | 0% | 0% | 0% | 7774.9747 | 0 | 0 | 0 | 0 | 0 | 0 | 0% | 0 | 0 | 0 | 0 | 0 | 0 | 0% | 0% | 0% | 0% | 0% | 0% | 0 | 0 | 0 | 0 | 0 | 0 | 0 | 0 | 0 | 0 | 0 | 0 | 0 | 0 | 0 | 0 | 0 | 0 | 0 | 0 | 0 | 0 | 0 | 0 | 0 | 0 | 0 | 0 | 0 | 0 |  | 0 |  | No | 45 | 12233.7 | 0 | 2127.6 | 0 | 2127.6 | 0 | 0 | 32.1605 | 28.1088 | 530291.9186 | 67.6372 | 32.2811 | 1132247.0622 | 1662538.9808 | 12233.7 | 0 | 2127.6 | 0 | 2127.6 | 0 | 0 | 0 | 0 | 0 | 0 | 205121.2491 | 2.4 | 155000 | 0 | 0 | 50121.2491 | 150244.9744 | 18835.6 | 0 | 541080.5744 | 26035.9731 | 0.7635 | 15221 | 9547.0731 | 2.9265 | 27939.6649 |  |  |  |  | 3935.1735 | 684.378 | 684.378 |  | 3148.1388 | 547.5024 | 547.5024 |  | 9547.0731 |  | 22276.5039 | 579061.8741 |  | 63.8621 | 1422624.5975 | 0 | 0 | 0 | 0 | 0 | 0 | 0
2007Q3 | 2007 | 2007-09-01 | 2007 | 9 | #NAME? | 2007-09-01 | 2007-09-30 | 7.15% | 0.57623 |  |  | 0 | 0 | 0 | 0 | 0 | 0 | 0 | 0 | 0 | 0 | 0 | 0 | 0% | 0% | 0% | 0% | 0% | 0% | 0% | 0% | 0% | 0% | 0% | 0% | 0% | 0% | 0% | 0% | 0% | 0% | 0% | 0% | 0% | 0% | 0% | 0% | 0 | #NAME? | #NAME? | #NAME? | 1 | 30 | 1.5% | 13474.8 | 3546 | 4255.2 |  | 1 | 1 | 1 | 1 | 2694.96 | 709.2 | 851.04 |  | 1 | 1 | 1 | 1 | 21276 | 21276 | 4255.2 | 4255.2 | 7.7125 | 0 | 0 | 0 | 0 | 0 | 0 | 0 | 0 | 0 | 0 | 0 | 0 | 0 | 0 | 0 | 0 | 0 | 0 | 0% | 0% | 0% | 0% | 0% | 0% | 0% | 0% | 7776.2776 | 0 | 0 | 0 | 0 | 0 | 0 | 0% | 0 | 0 | 0 | 0 | 0 | 0 | 0% | 0% | 0% | 0% | 0% | 0% | 0 | 0 | 0 | 0 | 0 | 0 | 0 | 0 | 0 | 0 | 0 | 0 | 0 | 0 | 0 | 0 | 0 | 0 | 0 | 0 | 0 | 0 | 0 | 0 | 0 | 0 | 0 | 0 | 0 | 0 |  | 0 |  | No | 45 | #NAME? | 0 | #NAME? | 0 | #NAME? | 0 | #NAME? | 32.1605 | 28.1088 | #NAME? | 67.6372 | 32.2811 | #NAME? | #NAME? | #NAME? | 0 | #NAME? | 0 | #NAME? | 0 | #NAME? | 0 | 0 | 0 | 0 | #NAME? | 2.4 | #NAME? | #NAME? | 0 | #NAME? | #NAME? | 18384 | 0 | #NAME? | #NAME? | 0.76363 | #NAME? | 9239.103 | 2.9265 | 27038.3854 |  |  |  |  | 3250.7955 | 855.4725 | 1026.567 |  | 2600.6364 | 684.378 | 821.2536 |  | 9239.103 |  | 21557.907 | 454502.6147 |  | 51.0599 | 1100743.5764 | #NAME? | #NAME? | #NAME? | #NAME? | #NAME? | 0 | #NAME?
2007Q4 | 2007 | 2007-10-01 | 2007 | 10 | #NAME? | 2007-10-01 | 2007-10-31 | 7.15% | 0.57281 |  |  | 0 | 0 | 0 | 0 | 0 | 0 | 0 | 0 | 0 | 0 | 0 | 0 | 0% | 0% | 0% | 0% | 0% | 0% | 0% | 0% | 0% | 0% | 0% | 0% | 0% | 0% | 0% | 0% | 0% | 0% | 0% | 0% | 0% | 0% | 0% | 0% | 0 | 23 | 4 | 4 | 0 | 31 | 1.5% | 16311.6 | 2836.8 | 2836.8 |  | 1 | 1 | 1 | 1 | 3262.32 | 567.36 | 567.36 |  | 1 | 1 | 1 | 1 | 21985.2 | 21985.2 | 4397.04 | 4397.04 | 7.7947 | 0 | 0 | 0 | 0 | 0 | 0 | 0 | 0 | 0 | 0 | 0 | 0 | 0 | 0 | 0 | 0 | 0 | 0 | 0% | 0% | 0% | 0% | 0% | 0% | 0% | 0% | 7777.5805 | 0 | 0 | 0 | 0 | 0 | 0 | 0% | 0 | 0 | 0 | 0 | 0 | 0 | 0% | 0% | 0% | 0% | 0% | 0% | 0 | 0 | 0 | 0 | 0 | 0 | 0 | 0 | 0 | 0 | 0 | 0 | 0 | 0 | 0 | 0 | 0 | 0 | 0 | 0 | 0 | 0 | 0 | 0 | 0 | 0 | 0 | 0 | 0 | 0 |  | 0 |  | No | 45 | 10194.75 | 3058.425 | 1773 | 531.9 | 1773 | 531.9 | 0 | 32.1605 | 28.1088 | 574482.9118 | 67.6372 | 32.2811 | 585418.2268 | 1159901.1386 | 10194.75 | 3058.425 | 1773 | 531.9 | 1773 | 531.9 | 0 | 0 | 0 | 0 | 0 | 237250.9315 | 2.4 | 155000 | 0 | 0 | 82250.9315 | 268279.593 | 19065 | 0 | 659344.593 | 30062.0128 | 0.76376 | 15221 | 12199.0378 | 2.9265 | 35700.6829 |  |  |  |  | 5902.7603 | 1026.567 | 1026.567 |  | 3148.1388 | 547.5024 | 547.5024 |  | 12199.0378 |  | 20950.5215 | 542015.0996 |  | 43.7282 | 916129.2392 | 0 | 0 | 0 | 0 | 0 | 0 | 0
2007Q4 | 2007 | 2007-11-01 | 2007 | 11 | #NAME? | 2007-11-01 | 2007-11-30 | 7.15% | 0.56951 |  |  | 0 | 0 | 0 | 0 | 0 | 0 | 0 | 0 | 0 | 0 | 0 | 0 | 0% | 0% | 0% | 0% | 0% | 0% | 0% | 0% | 0% | 0% | 0% | 0% | 0% | 0% | 0% | 0% | 0% | 0% | 0% | 0% | 0% | 0% | 0% | 0% | 0 | #NAME? | #NAME? | #NAME? | 1 | 30 | 1.5% | 14893.2 | 2836.8 | 3546 |  | 1 | 1 | 1 | 1 | 2978.64 | 567.36 | 709.2 |  | 1 | 1 | 1 | 1 | 21276 | 21276 | 4255.2 | 4255.2 | 7.8795 | 0 | 0 | 0 | 0 | 0 | 0 | 0 | 0 | 0 | 0 | 0 | 0 | 0 | 0 | 0 | 0 | 0 | 0 | 0% | 0% | 0% | 0% | 0% | 0% | 0% | 0% | 7778.8834 | 0 | 0 | 0 | 0 | 0 | 0 | 0% | 0 | 0 | 0 | 0 | 0 | 0 | 0% | 0% | 0% | 0% | 0% | 0% | 0 | 0 | 0 | 0 | 0 | 0 | 0 | 0 | 0 | 0 | 0 | 0 | 0 | 0 | 0 | 0 | 0 | 0 | 0 | 0 | 0 | 0 | 0 | 0 | 0 | 0 | 0 | 0 | 0 | 0 |  | 0 |  | No | 45 | #NAME? | #NAME? | #NAME? | #NAME? | #NAME? | #NAME? | #NAME? | 32.1605 | 28.1088 | #NAME? | 67.6372 | 32.2811 | #NAME? | #NAME? | #NAME? | #NAME? | #NAME? | #NAME? | #NAME? | #NAME? | #NAME? | 0 | 0 | 0 | 0 | #NAME? | 2.4 | #NAME? | #NAME? | 0 | #NAME? | #NAME? | 18894 | 0 | #NAME? | #NAME? | 0.76389 | #NAME? | 11805.5205 | 2.9265 | 34549.048 |  |  |  |  | 5389.4768 | 1026.567 | 1283.2088 |  | 2874.3876 | 547.5024 | 684.378 |  | 11805.5205 |  | 20274.6983 | 546144.1717 |  | 45.9894 | 932421.8196 | #NAME? | #NAME? | #NAME? | #NAME? | #NAME? | 0 | #NAME?
2007Q4 | 2007 | 2007-12-01 | 2007 | 12 | #NAME? | 2007-12-01 | 2007-12-31 | 7.15% | 0.56613 |  |  | 0 | 0 | 0 | 0 | 0 | 0 | 0 | 0 | 0 | 0 | 0 | 0 | 0% | 0% | 0% | 0% | 0% | 0% | 0% | 0% | 0% | 0% | 0% | 0% | 0% | 0% | 0% | 0% | 0% | 0% | 0% | 0% | 0% | 0% | 0% | 0% | 0 | #NAME? | #NAME? | #NAME? | 1 | 31 | 1.5% | 14184 | 3546 | 4255.2 |  | 1 | 1 | 1 | 1 | 2836.8 | 709.2 | 851.04 |  | 1 | 1 | 1 | 1 | 21985.2 | 21985.2 | 4397.04 | 4397.04 | 7.9617 | 0 | 0 | 0 | 0 | 0 | 0 | 0 | 0 | 0 | 0 | 0 | 0 | 0 | 0 | 0 | 0 | 0 | 0 | 0% | 0% | 0% | 0% | 0% | 0% | 0% | 0% | 7664 | 0 | 0 | 0 | 0 | 0 | 0 | 0% | 0 | 0 | 0 | 0 | 0 | 0 | 0% | 0% | 0% | 0% | 0% | 0% | 0 | 0 | 0 | 0 | 0 | 0 | 0 | 0 | 0 | 0 | 0 | 0 | 0 | 0 | 0 | 0 | 0 | 0 | 0 | 0 | 0 | 0 | 0 | 0 | 0 | 0 | 0 | 0 | 0 | 0 |  | 0 |  | No | 45 | #NAME? | #NAME? | #NAME? | #NAME? | #NAME? | #NAME? | #NAME? | 32.1605 | 28.1088 | #NAME? | 67.6372 | 32.2811 | #NAME? | #NAME? | #NAME? | #NAME? | #NAME? | #NAME? | #NAME? | #NAME? | #NAME? | 0 | 0 | 0 | 0 | #NAME? | 2.4 | #NAME? | #NAME? | 0 | #NAME? | #NAME? | 20013.6 | 0 | #NAME? | #NAME? | 0.7526 | #NAME? | 12199.0379 | 2.9265 | 35700.6829 |  |  |  |  | 5132.835 | 1283.2088 | 1539.8505 |  | 2737.512 | 684.378 | 821.2536 |  | 12199.0379 |  | 20950.5215 | 568954.984 |  | 46.3384 | 970813.2337 | #NAME? | #NAME? | #NAME? | #NAME? | #NAME? | 0 | #NAME?
2008Q1 | 2008 | 2008-01-01 | 2008 | 1 | #NAME? | 2008-01-01 | 2008-01-31 | 7.15% | 0.56276 |  |  | 0 | 0 | 0 | 0 | 0 | 0 | 0 | 0 | 0 | 0 | 0 | 0 | 0% | 0% | 0% | 0% | 0% | 0% | 0% | 0% | 0% | 0% | 0% | 0% | 0% | 0% | 0% | 0% | 0% | 0% | 0% | 0% | 0% | 0% | 0% | 0% | 0 | #NAME? | #NAME? | #NAME? | 1 | 31 | 1.5% | 15602.4 | 2836.8 | 3546 |  | 1 | 1 | 1 | 1 | 3120.48 | 567.36 | 709.2 |  | 1 | 1 | 1 | 1 | 21985.2 | 21985.2 | 4397.04 | 4397.04 | 8.0465 | 0 | 0 | 0 | 0 | 0 | 0 | 0 | 0 | 0 | 0 | 0 | 0 | 0 | 0 | 0 | 0 | 0 | 0 | 0% | 0% | 0% | 0% | 0% | 0% | 0% | 0% | 7666.031 | 0 | 0 | 0 | 0 | 0 | 0 | 0% | 0 | 0 | 0 | 0 | 0 | 0 | 0% | 0% | 0% | 0% | 0% | 0% | 0 | 0 | 0 | 0 | 0 | 0 | 0 | 0 | 0 | 0 | 0 | 0 | 0 | 0 | 0 | 0 | 0 | 0 | 0 | 0 | 0 | 0 | 0 | 0 | 0 | 0 | 0 | 0 | 0 | 0 |  | 0 |  | No | 45 | #NAME? | #NAME? | #NAME? | #NAME? | #NAME? | #NAME? | #NAME? | 32.1605 | 28.1088 | #NAME? | 67.6372 | 32.2811 | #NAME? | #NAME? | #NAME? | #NAME? | #NAME? | #NAME? | #NAME? | #NAME? | #NAME? | 0 | 0 | 0 | 0 | #NAME? | 2.4 | #NAME? | #NAME? | 0 | #NAME? | #NAME? | 20999.4 | 0 | #NAME? | #NAME? | 0.7528 | #NAME? | 12199.0378 | 3.0143 | 36771.7034 |  |  |  |  | 5646.1185 | 1026.567 | 1283.2088 |  | 3011.2632 | 547.5024 | 684.378 |  | 12199.0378 |  | 20950.5215 | 523131.84 |  | 42.5547 | 891542.2907 | #NAME? | #NAME? | #NAME? | #NAME? | #NAME? | 0 | #NAME?
2008Q1 | 2008 | 2008-02-01 | 2008 | 2 | #NAME? | 2008-02-01 | 2008-02-29 | 7.15% | 0.55963 |  |  | 0 | 0 | 0 | 0 | 0 | 0 | 0 | 0 | 0 | 0 | 0 | 0 | 0% | 0% | 0% | 0% | 0% | 0% | 0% | 0% | 0% | 0% | 0% | 0% | 0% | 0% | 0% | 0% | 0% | 0% | 0% | 0% | 0% | 0% | 0% | 0% | 0 | 21 | 4 | 4 | 0 | 29 | 1.5% | 14893.2 | 2836.8 | 2836.8 |  | 1 | 1 | 1 | 1 | 2978.64 | 567.36 | 567.36 |  | 1 | 1 | 1 | 1 | 20566.8 | 20566.8 | 4113.36 | 4113.36 | 8.1314 | 0 | 0 | 0 | 0 | 0 | 0 | 0 | 0 | 0 | 0 | 0 | 0 | 0 | 0 | 0 | 0 | 0 | 0 | 0% | 0% | 0% | 0% | 0% | 0% | 0% | 0% | 7668.0619 | 0 | 0 | 0 | 0 | 0 | 0 | 0% | 0 | 0 | 0 | 0 | 0 | 0 | 0% | 0% | 0% | 0% | 0% | 0% | 0 | 0 | 0 | 0 | 0 | 0 | 0 | 0 | 0 | 0 | 0 | 0 | 0 | 0 | 0 | 0 | 0 | 0 | 0 | 0 | 0 | 0 | 0 | 0 | 0 | 0 | 0 | 0 | 0 | 0 |  | 0 |  | No | 45 | 9308.25 | 2792.475 | 1773 | 531.9 | 1773 | 531.9 | 0 | 32.1605 | 28.1088 | 537419.4981 | 67.6372 | 32.2811 | 547649.309 | 1085068.8071 | 9308.25 | 2792.475 | 1773 | 531.9 | 1773 | 531.9 | 0 | 0 | 0 | 0 | 0 | 218819.1506 | 2.4 | 145000 | 0 | 0 | 73819.1506 | 231667.243 | 19006.6 | 0 | 598673.843 | 28122.5282 | 0.753 | 14239 | 11412.0031 | 3.0143 | 34399.3354 |  |  |  |  | 5389.4768 | 1026.567 | 1026.567 |  | 2874.3876 | 547.5024 | 547.5024 |  | 11412.0031 |  | 19598.875 | 395517.1325 |  | 34.3992 | 674186.4076 | 0 | 0 | 0 | 0 | 0 | 0 | 0
2008Q1 | 2008 | 2008-03-01 | 2008 | 3 | #NAME? | 2008-03-01 | 2008-03-31 | 7.15% | 0.5563 |  |  | 0 | 0 | 0 | 0 | 0 | 0 | 0 | 0 | 0 | 0 | 0 | 0 | 0% | 0% | 0% | 0% | 0% | 0% | 0% | 0% | 0% | 0% | 0% | 0% | 0% | 0% | 0% | 0% | 0% | 0% | 0% | 0% | 0% | 0% | 0% | 0% | 0 | 21 | 5 | 5 | 0 | 31 | 1.5% | 14893.2 | 3546 | 3546 |  | 1 | 1 | 1 | 1 | 2978.64 | 709.2 | 709.2 |  | 1 | 1 | 1 | 1 | 21985.2 | 21985.2 | 4397.04 | 4397.04 | 8.2108 | 0 | 0 | 0 | 0 | 0 | 0 | 0 | 0 | 0 | 0 | 0 | 0 | 0 | 0 | 0 | 0 | 0 | 0 | 0% | 0% | 0% | 0% | 0% | 0% | 0% | 0% | 7670.0929 | 0 | 0 | 0 | 0 | 0 | 0 | 0% | 0 | 0 | 0 | 0 | 0 | 0 | 0% | 0% | 0% | 0% | 0% | 0% | 0 | 0 | 0 | 0 | 0 | 0 | 0 | 0 | 0 | 0 | 0 | 0 | 0 | 0 | 0 | 0 | 0 | 0 | 0 | 0 | 0 | 0 | 0 | 0 | 0 | 0 | 0 | 0 | 0 | 0 |  | 0 |  | No | 45 | 9308.25 | 2792.475 | 2216.25 | 664.875 | 2216.25 | 664.875 | 0 | 32.1605 | 28.1088 | 574482.9118 | 67.6372 | 32.2811 | 585418.2268 | 1159901.1386 | 9308.25 | 2792.475 | 2216.25 | 664.875 | 2216.25 | 664.875 | 0 | 0 | 0 | 0 | 0 | 233972.0798 | 2.4 | 155000 | 0 | 0 | 78972.0798 | 234767.2693 | 19542.4 | 0 | 626309.6693 | 30062.0129 | 0.7532 | 15221 | 12199.0379 | 3.0143 | 36771.7034 |  |  |  |  | 5389.4768 | 1283.2088 | 1283.2088 |  | 2874.3876 | 684.378 | 684.378 |  | 12199.0379 |  | 20950.5215 | 419793.4001 |  | 33.8473 | 709118.4576 | 0 | 0 | 0 | 0 | 0 | 0 | 0
2008Q2 | 2008 | 2008-04-01 | 2008 | 4 | #NAME? | 2008-04-01 | 2008-04-30 | 7.15% | 0.5531 |  |  | 0 | 0 | 0 | 0 | 0 | 0 | 0 | 0 | 0 | 0 | 0 | 0 | 0% | 0% | 0% | 0% | 0% | 0% | 0% | 0% | 0% | 0% | 0% | 0% | 0% | 0% | 0% | 0% | 0% | 0% | 0% | 0% | 0% | 0% | 0% | 0% | 0 | 22 | 4 | 4 | 0 | 30 | 1.5% | 15602.4 | 2836.8 | 2836.8 |  | 1 | 1 | 1 | 1 | 3120.48 | 567.36 | 567.36 |  | 1 | 1 | 1 | 1 | 21276 | 21276 | 4255.2 | 4255.2 | 8.2957 | 0 | 0 | 0 | 0 | 0 | 0 | 0 | 0 | 0 | 0 | 0 | 0 | 0 | 0 | 0 | 0 | 0 | 0 | 0% | 0% | 0% | 0% | 0% | 0% | 0% | 0% | 7672.1238 | 0 | 0 | 0 | 0 | 0 | 0 | 0% | 0 | 0 | 0 | 0 | 0 | 0 | 0% | 0% | 0% | 0% | 0% | 0% | 0 | 0 | 0 | 0 | 0 | 0 | 0 | 0 | 0 | 0 | 0 | 0 | 0 | 0 | 0 | 0 | 0 | 0 | 0 | 0 | 0 | 0 | 0 | 0 | 0 | 0 | 0 | 0 | 0 | 0 |  | 0 |  | No | 45 | 9751.5 | 2925.45 | 1773 | 531.9 | 1773 | 531.9 | 0 | 32.1605 | 28.1088 | 555951.2049 | 67.6372 | 32.2811 | 566533.7679 | 1122484.9729 | 9751.5 | 2925.45 | 1773 | 531.9 | 1773 | 531.9 | 0 | 0 | 0 | 0 | 0 | 226484.5482 | 2.4 | 150000 | 0 | 0 | 76484.5482 | 220670.5796 | 18162 | 0 | 598832.5796 | 29092.2705 | 0.7534 | 14730 | 11805.5205 | 3.0143 | 35585.5194 |  |  |  |  | 5646.1185 | 1026.567 | 1026.567 |  | 3011.2632 | 547.5024 | 547.5024 |  | 11805.5205 |  | 20274.6982 | 388579.9349 |  | 32.3203 | 655285.1521 | 0 | 0 | 0 | 0 | 0 | 0 | 0
2008Q2 | 2008 | 2008-05-01 | 2008 | 5 | #NAME? | 2008-05-01 | 2008-05-31 | 7.15% | 0.54982 |  |  | 0 | 0 | 0 | 0 | 0 | 0 | 0 | 0 | 0 | 0 | 0 | 0 | 0% | 0% | 0% | 0% | 0% | 0% | 0% | 0% | 0% | 0% | 0% | 0% | 0% | 0% | 0% | 0% | 0% | 0% | 0% | 0% | 0% | 0% | 0% | 0% | 0 | #NAME? | #NAME? | #NAME? | 1 | 31 | 1.5% | 14893.2 | 3546 | 3546 |  | 1 | 1 | 1 | 1 | 2978.64 | 709.2 | 709.2 |  | 1 | 1 | 1 | 1 | 21985.2 | 21985.2 | 4397.04 | 4397.04 | 8.3778 | 0 | 0 | 0 | 0 | 0 | 0 | 0 | 0 | 0 | 0 | 0 | 0 | 0 | 0 | 0 | 0 | 0 | 0 | 0% | 0% | 0% | 0% | 0% | 0% | 0% | 0% | 7674.1548 | 0 | 0 | 0 | 0 | 0 | 0 | 0% | 0 | 0 | 0 | 0 | 0 | 0 | 0% | 0% | 0% | 0% | 0% | 0% | 0 | 0 | 0 | 0 | 0 | 0 | 0 | 0 | 0 | 0 | 0 | 0 | 0 | 0 | 0 | 0 | 0 | 0 | 0 | 0 | 0 | 0 | 0 | 0 | 0 | 0 | 0 | 0 | 0 | 0 |  | 0 |  | No | 45 | #NAME? | 0 | #NAME? | 0 | #NAME? | 0 | #NAME? | 32.9324 | 28.7834 | #NAME? | 69.2605 | 33.0559 | #NAME? | #NAME? | #NAME? | 0 | #NAME? | 0 | #NAME? | 0 | #NAME? | 0 | 0 | 0 | 0 | #NAME? | 2.4 | #NAME? | #NAME? | 0 | #NAME? | #NAME? | 18705.4 | 0 | #NAME? | #NAME? | 0.7536 | #NAME? | 9547.0731 | 3.0143 | 28777.8548 |  |  |  |  | 3592.9845 | 855.4725 | 855.4725 |  | 2874.3876 | 684.378 | 684.378 |  | 9547.0731 |  | 22276.5039 | 320079.4079 |  | 33.9688 | 756706.38 | #NAME? | #NAME? | #NAME? | #NAME? | #NAME? | 0 | #NAME?
2008Q2 | 2008 | 2008-06-01 | 2008 | 6 | #NAME? | 2008-06-01 | 2008-06-30 | 7.15% | 0.54665 |  |  | 0 | 0 | 0 | 0 | 0 | 0 | 0 | 0 | 0 | 0 | 0 | 0 | 0% | 0% | 0% | 0% | 0% | 0% | 0% | 0% | 0% | 0% | 0% | 0% | 0% | 0% | 0% | 0% | 0% | 0% | 0% | 0% | 0% | 0% | 0% | 0% | 0 | 21 | 4 | 5 | 0 | 30 | 1.5% | 14893.2 | 2836.8 | 3546 |  | 1 | 1 | 1 | 1 | 2978.64 | 567.36 | 709.2 |  | 1 | 1 | 1 | 1 | 21276 | 21276 | 4255.2 | 4255.2 | 8.4627 | 0 | 0 | 0 | 0 | 0 | 0 | 0 | 0 | 0 | 0 | 0 | 0 | 0 | 0 | 0 | 0 | 0 | 0 | 0% | 0% | 0% | 0% | 0% | 0% | 0% | 0% | 7676.1858 | 0 | 0 | 0 | 0 | 0 | 0 | 0% | 0 | 0 | 0 | 0 | 0 | 0 | 0% | 0% | 0% | 0% | 0% | 0% | 0 | 0 | 0 | 0 | 0 | 0 | 0 | 0 | 0 | 0 | 0 | 0 | 0 | 0 | 0 | 0 | 0 | 0 | 0 | 0 | 0 | 0 | 0 | 0 | 0 | 0 | 0 | 0 | 0 | 0 |  | 0 |  | No | 45 | 11169.9 | 0 | 2127.6 | 0 | 2659.5 | 0 | 0 | 32.9324 | 28.7834 | 525502.1851 | 69.2605 | 33.0559 | 1122020.3146 | 1647522.4997 | 11169.9 | 0 | 2127.6 | 0 | 2659.5 | 0 | 0 | 0 | 0 | 0 | 0 | 195982.2339 | 2.4 | 150000 | 0 | 0 | 45982.2339 | 133245.6206 | 18324 | 0 | 511569.6206 | 25196.103 | 0.7538 | 14730 | 9239.103 | 3.0143 | 27849.5369 |  |  |  |  | 3592.9845 | 684.378 | 855.4725 |  | 2874.3876 | 547.5024 | 684.378 |  | 9239.103 |  | 21557.907 | 300151.7552 |  | 33.6084 | 724525.7297 | 0 | 0 | 0 | 0 | 0 | 0 | 0
2008Q3 | 2008 | 2008-07-01 | 2008 | 7 | #NAME? | 2008-07-01 | 2008-07-31 | 7.15% | 0.5434 |  |  | 0 | 0 | 0 | 0 | 0 | 0 | 0 | 0 | 0 | 0 | 0 | 0 | 0% | 0% | 0% | 0% | 0% | 0% | 0% | 0% | 0% | 0% | 0% | 0% | 0% | 0% | 0% | 0% | 0% | 0% | 0% | 0% | 0% | 0% | 0% | 0% | 0 | #NAME? | #NAME? | #NAME? | 1 | 31 | 1.5% | 15602.4 | 2836.8 | 3546 |  | 1 | 1 | 1 | 1 | 3120.48 | 567.36 | 709.2 |  | 1 | 1 | 1 | 1 | 21985.2 | 21985.2 | 4397.04 | 4397.04 | 8.5448 | 0 | 0 | 0 | 0 | 0 | 0 | 0 | 0 | 0 | 0 | 0 | 0 | 0 | 0 | 0 | 0 | 0 | 0 | 0% | 0% | 0% | 0% | 0% | 0% | 0% | 0% | 7678.2167 | 0 | 0 | 0 | 0 | 0 | 0 | 0% | 0 | 0 | 0 | 0 | 0 | 0 | 0% | 0% | 0% | 0% | 0% | 0% | 0 | 0 | 0 | 0 | 0 | 0 | 0 | 0 | 0 | 0 | 0 | 0 | 0 | 0 | 0 | 0 | 0 | 0 | 0 | 0 | 0 | 0 | 0 | 0 | 0 | 0 | 0 | 0 | 0 | 0 |  | 0 |  | No | 45 | #NAME? | 0 | #NAME? | 0 | #NAME? | 0 | #NAME? | 32.9324 | 28.7834 | #NAME? | 69.2605 | 33.0559 | #NAME? | #NAME? | #NAME? | 0 | #NAME? | 0 | #NAME? | 0 | #NAME? | 0 | 0 | 0 | 0 | #NAME? | 2.4 | #NAME? | #NAME? | 0 | #NAME? | #NAME? | 19009.2 | 0 | #NAME? | #NAME? | 0.754 | #NAME? | 9547.0731 | 3.0143 | 28777.8548 |  |  |  |  | 3764.079 | 684.378 | 855.4725 |  | 3011.2632 | 547.5024 | 684.378 |  | 9547.0731 |  | 22276.5039 | 417464.1242 |  | 46.3057 | 1031529.4484 | #NAME? | #NAME? | #NAME? | #NAME? | #NAME? | 0 | #NAME?
2008Q3 | 2008 | 2008-08-01 | 2008 | 8 | #NAME? | 2008-08-01 | 2008-08-31 | 7.15% | 0.54017 |  |  | 0 | 0 | 0 | 0 | 0 | 0 | 0 | 0 | 0 | 0 | 0 | 0 | 0% | 0% | 0% | 0% | 0% | 0% | 0% | 0% | 0% | 0% | 0% | 0% | 0% | 0% | 0% | 0% | 0% | 0% | 0% | 0% | 0% | 0% | 0% | 0% | 0 | 21 | 5 | 5 | 0 | 31 | 1.5% | 14893.2 | 3546 | 3546 |  | 1 | 1 | 1 | 1 | 2978.64 | 709.2 | 709.2 |  | 1 | 1 | 1 | 1 | 21985.2 | 21985.2 | 4397.04 | 4397.04 | 8.6297 | 0 | 0 | 0 | 0 | 0 | 0 | 0 | 0 | 0 | 0 | 0 | 0 | 0 | 0 | 0 | 0 | 0 | 0 | 0% | 0% | 0% | 0% | 0% | 0% | 0% | 0% | 7680.2477 | 0 | 0 | 0 | 0 | 0 | 0 | 0% | 0 | 0 | 0 | 0 | 0 | 0 | 0% | 0% | 0% | 0% | 0% | 0% | 0 | 0 | 0 | 0 | 0 | 0 | 0 | 0 | 0 | 0 | 0 | 0 | 0 | 0 | 0 | 0 | 0 | 0 | 0 | 0 | 0 | 0 | 0 | 0 | 0 | 0 | 0 | 0 | 0 | 0 |  | 0 |  | No | 45 | 11169.9 | 0 | 2659.5 | 0 | 2659.5 | 0 | 0 | 32.9324 | 28.7834 | 543018.9246 | 69.2605 | 33.0559 | 1159420.9917 | 1702439.9163 | 11169.9 | 0 | 2659.5 | 0 | 2659.5 | 0 | 0 | 0 | 0 | 0 | 0 | 202622.1376 | 2.4 | 155000 | 0 | 0 | 47622.1376 | 146950.1961 | 19139.4 | 0 | 538089.5961 | 26035.9731 | 0.7542 | 15221 | 9547.0731 | 3.0143 | 28777.8548 |  |  |  |  | 3592.9845 | 855.4725 | 855.4725 |  | 2874.3876 | 684.378 | 684.378 |  | 9547.0731 |  | 22276.5039 | 719779.1659 |  | 79.3812 | 1768335.2886 | 0 | 0 | 0 | 0 | 0 | 0 | 0
2008Q3 | 2008 | 2008-09-01 | 2008 | 9 | #NAME? | 2008-09-01 | 2008-09-30 | 7.15% | 0.53706 |  |  | 0 | 0 | 0 | 0 | 0 | 0 | 0 | 0 | 0 | 0 | 0 | 0 | 0% | 0% | 0% | 0% | 0% | 0% | 0% | 0% | 0% | 0% | 0% | 0% | 0% | 0% | 0% | 0% | 0% | 0% | 0% | 0% | 0% | 0% | 0% | 0% | 0 | #NAME? | #NAME? | #NAME? | 1 | 30 | 1.5% | 14893.2 | 2836.8 | 3546 |  | 1 | 1 | 1 | 1 | 2978.64 | 567.36 | 709.2 |  | 1 | 1 | 1 | 1 | 21276 | 21276 | 4255.2 | 4255.2 | 8.7146 | 0 | 0 | 0 | 0 | 0 | 0 | 0 | 0 | 0 | 0 | 0 | 0 | 0 | 0 | 0 | 0 | 0 | 0 | 0% | 0% | 0% | 0% | 0% | 0% | 0% | 0% | 7682.2786 | 0 | 0 | 0 | 0 | 0 | 0 | 0% | 0 | 0 | 0 | 0 | 0 | 0 | 0% | 0% | 0% | 0% | 0% | 0% | 0 | 0 | 0 | 0 | 0 | 0 | 0 | 0 | 0 | 0 | 0 | 0 | 0 | 0 | 0 | 0 | 0 | 0 | 0 | 0 | 0 | 0 | 0 | 0 | 0 | 0 | 0 | 0 | 0 | 0 |  | 0 |  | No | 45 | #NAME? | 0 | #NAME? | 0 | #NAME? | 0 | #NAME? | 32.9324 | 28.7834 | #NAME? | 69.2605 | 33.0559 | #NAME? | #NAME? | #NAME? | 0 | #NAME? | 0 | #NAME? | 0 | #NAME? | 0 | 0 | 0 | 0 | #NAME? | 2.4 | #NAME? | #NAME? | 0 | #NAME? | #NAME? | 18672 | 0 | #NAME? | #NAME? | 0.7544 | #NAME? | 9239.103 | 3.0143 | 27849.5369 |  |  |  |  | 3592.9845 | 684.378 | 855.4725 |  | 2874.3876 | 547.5024 | 684.378 |  | 9239.103 |  | 21557.907 | 462980.7655 |  | 52.0123 | 1121276.5056 | #NAME? | #NAME? | #NAME? | #NAME? | #NAME? | 0 | #NAME?
2008Q4 | 2008 | 2008-10-01 | 2008 | 10 | #NAME? | 2008-10-01 | 2008-10-31 | 7.15% | 0.53387 |  |  | 0 | 0 | 0 | 0 | 0 | 0 | 0 | 0 | 0 | 0 | 0 | 0 | 0% | 0% | 0% | 0% | 0% | 0% | 0% | 0% | 0% | 0% | 0% | 0% | 0% | 0% | 0% | 0% | 0% | 0% | 0% | 0% | 0% | 0% | 0% | 0% | 0 | 23 | 4 | 4 | 0 | 31 | 1.5% | 16311.6 | 2836.8 | 2836.8 |  | 1 | 1 | 1 | 1 | 3262.32 | 567.36 | 567.36 |  | 1 | 1 | 1 | 1 | 21985.2 | 21985.2 | 4397.04 | 4397.04 | 8.7967 | 0 | 0 | 0 | 0 | 0 | 0 | 0 | 0 | 0 | 0 | 0 | 0 | 0 | 0 | 0 | 0 | 0 | 0 | 0% | 0% | 0% | 0% | 0% | 0% | 0% | 0% | 7684.3096 | 0 | 0 | 0 | 0 | 0 | 0 | 0% | 0 | 0 | 0 | 0 | 0 | 0 | 0% | 0% | 0% | 0% | 0% | 0% | 0 | 0 | 0 | 0 | 0 | 0 | 0 | 0 | 0 | 0 | 0 | 0 | 0 | 0 | 0 | 0 | 0 | 0 | 0 | 0 | 0 | 0 | 0 | 0 | 0 | 0 | 0 | 0 | 0 | 0 |  | 0 |  | No | 45 | 10194.75 | 3058.425 | 1773 | 531.9 | 1773 | 531.9 | 0 | 32.9324 | 28.7834 | 588270.5017 | 69.2605 | 33.0559 | 599468.2643 | 1187738.7659 | 10194.75 | 3058.425 | 1773 | 531.9 | 1773 | 531.9 | 0 | 0 | 0 | 0 | 0 | 234405.7532 | 2.4 | 155000 | 0 | 0 | 79405.7532 | 266624.3202 | 19356.4 | 0 | 657980.7202 | 30062.0128 | 0.7546 | 15221 | 12199.0378 | 3.0143 | 36771.7034 |  |  |  |  | 5902.7603 | 1026.567 | 1026.567 |  | 3148.1388 | 547.5024 | 547.5024 |  | 12199.0378 |  | 20950.5215 | 538805.4241 |  | 43.4693 | 910704.1549 | 0 | 0 | 0 | 0 | 0 | 0 | 0
2008Q4 | 2008 | 2008-11-01 | 2008 | 11 | #NAME? | 2008-11-01 | 2008-11-30 | 7.15% | 0.5308 |  |  | 0 | 0 | 0 | 0 | 0 | 0 | 0 | 0 | 0 | 0 | 0 | 0 | 0% | 0% | 0% | 0% | 0% | 0% | 0% | 0% | 0% | 0% | 0% | 0% | 0% | 0% | 0% | 0% | 0% | 0% | 0% | 0% | 0% | 0% | 0% | 0% | 0 | #NAME? | #NAME? | #NAME? | 1 | 30 | 1.5% | 13474.8 | 3546 | 4255.2 |  | 1 | 1 | 1 | 1 | 2694.96 | 709.2 | 851.04 |  | 1 | 1 | 1 | 1 | 21276 | 21276 | 4255.2 | 4255.2 | 8.8816 | 0 | 0 | 0 | 0 | 0 | 0 | 0 | 0 | 0 | 0 | 0 | 0 | 0 | 0 | 0 | 0 | 0 | 0 | 0% | 0% | 0% | 0% | 0% | 0% | 0% | 0% | 7686.3406 | 0 | 0 | 0 | 0 | 0 | 0 | 0% | 0 | 0 | 0 | 0 | 0 | 0 | 0% | 0% | 0% | 0% | 0% | 0% | 0 | 0 | 0 | 0 | 0 | 0 | 0 | 0 | 0 | 0 | 0 | 0 | 0 | 0 | 0 | 0 | 0 | 0 | 0 | 0 | 0 | 0 | 0 | 0 | 0 | 0 | 0 | 0 | 0 | 0 |  | 0 |  | No | 45 | #NAME? | #NAME? | #NAME? | #NAME? | #NAME? | #NAME? | #NAME? | 32.9324 | 28.7834 | #NAME? | 69.2605 | 33.0559 | #NAME? | #NAME? | #NAME? | #NAME? | #NAME? | #NAME? | #NAME? | #NAME? | #NAME? | 0 | 0 | 0 | 0 | #NAME? | 2.4 | #NAME? | #NAME? | 0 | #NAME? | #NAME? | 19146 | 0 | #NAME? | #NAME? | 0.7548 | #NAME? | 11805.5205 | 3.0143 | 35585.5194 |  |  |  |  | 4876.1932 | 1283.2088 | 1539.8505 |  | 2600.6364 | 684.378 | 821.2536 |  | 11805.5205 |  | 20274.6982 | 566370.6693 |  | 47.6927 | 966954.144 | #NAME? | #NAME? | #NAME? | #NAME? | #NAME? | 0 | #NAME?
2008Q4 | 2008 | 2008-12-01 | 2008 | 12 | #NAME? | 2008-12-01 | 2008-12-31 | 7.15% | 0.52764 |  |  | 0 | 0 | 0 | 0 | 0 | 0 | 0 | 0 | 0 | 0 | 0 | 0 | 0% | 0% | 0% | 0% | 0% | 0% | 0% | 0% | 0% | 0% | 0% | 0% | 0% | 0% | 0% | 0% | 0% | 0% | 0% | 0% | 0% | 0% | 0% | 0% | 0 | #NAME? | #NAME? | #NAME? | 1 | 31 | 1.5% | 15602.4 | 2836.8 | 3546 |  | 1 | 1 | 1 | 1 | 3120.48 | 567.36 | 709.2 |  | 1 | 1 | 1 | 1 | 21985.2 | 21985.2 | 4397.04 | 4397.04 | 8.9637 | 0 | 0 | 0 | 0 | 0 | 0 | 0 | 0 | 0 | 0 | 0 | 0 | 0 | 0 | 0 | 0 | 0 | 0 | 0% | 0% | 0% | 0% | 0% | 0% | 0% | 0% | 7688.3715 | 0 | 0 | 0 | 0 | 0 | 0 | 0% | 0 | 0 | 0 | 0 | 0 | 0 | 0% | 0% | 0% | 0% | 0% | 0% | 0 | 0 | 0 | 0 | 0 | 0 | 0 | 0 | 0 | 0 | 0 | 0 | 0 | 0 | 0 | 0 | 0 | 0 | 0 | 0 | 0 | 0 | 0 | 0 | 0 | 0 | 0 | 0 | 0 | 0 |  | 0 |  | No | 45 | #NAME? | #NAME? | #NAME? | #NAME? | #NAME? | #NAME? | #NAME? | 32.9324 | 28.7834 | #NAME? | 69.2605 | 33.0559 | #NAME? | #NAME? | #NAME? | #NAME? | #NAME? | #NAME? | #NAME? | #NAME? | #NAME? | 0 | 0 | 0 | 0 | #NAME? | 2.4 | #NAME? | #NAME? | 0 | #NAME? | #NAME? | 20255.4 | 0 | #NAME? | #NAME? | 0.755 | #NAME? | 12199.0378 | 3.0143 | 36771.7034 |  |  |  |  | 5646.1185 | 1026.567 | 1283.2088 |  | 3011.2632 | 547.5024 | 684.378 |  | 12199.0378 |  | 20950.5215 | 566242.0116 |  | 46.1174 | 966184.0635 | #NAME? | #NAME? | #NAME? | #NAME? | #NAME? | 0 | #NAME?
2009Q1 | 2009 | 2009-01-01 | 2009 | 1 | #NAME? | 2009-01-01 | 2009-01-31 | 7.15% | 0.52451 |  |  | 0 | 0 | 0 | 0 | 0 | 0 | 0 | 0 | 0 | 0 | 0 | 0 | 0% | 0% | 0% | 0% | 0% | 0% | 0% | 0% | 0% | 0% | 0% | 0% | 0% | 0% | 0% | 0% | 0% | 0% | 0% | 0% | 0% | 0% | 0% | 0% | 0 | #NAME? | #NAME? | #NAME? | 1 | 31 | 1.5% | 14893.2 | 3546 | 3546 |  | 1 | 1 | 1 | 1 | 2978.64 | 709.2 | 709.2 |  | 1 | 1 | 1 | 1 | 21985.2 | 21985.2 | 4397.04 | 4397.04 | 9.0486 | 0 | 0 | 0 | 0 | 0 | 0 | 0 | 0 | 0 | 0 | 0 | 0 | 0 | 0 | 0 | 0 | 0 | 0 | 0% | 0% | 0% | 0% | 0% | 0% | 0% | 0% | 7690.4025 | 0 | 0 | 0 | 0 | 0 | 0 | 0% | 0 | 0 | 0 | 0 | 0 | 0 | 0% | 0% | 0% | 0% | 0% | 0% | 0 | 0 | 0 | 0 | 0 | 0 | 0 | 0 | 0 | 0 | 0 | 0 | 0 | 0 | 0 | 0 | 0 | 0 | 0 | 0 | 0 | 0 | 0 | 0 | 0 | 0 | 0 | 0 | 0 | 0 |  | 0 |  | No | 45 | #NAME? | #NAME? | #NAME? | #NAME? | #NAME? | #NAME? | #NAME? | 32.9324 | 28.7834 | #NAME? | 69.2605 | 33.0559 | #NAME? | #NAME? | #NAME? | #NAME? | #NAME? | #NAME? | #NAME? | #NAME? | #NAME? | 0 | 0 | 0 | 0 | #NAME? | 2.4 | #NAME? | #NAME? | 0 | #NAME? | #NAME? | 21290.8 | 0 | #NAME? | #NAME? | 0.7552 | #NAME? | 12199.0379 | 3.1047 | 37874.8545 |  |  |  |  | 5389.4768 | 1283.2088 | 1283.2088 |  | 2874.3876 | 684.378 | 684.378 |  | 12199.0379 |  | 20950.5215 | 514688.9912 |  | 41.8679 | 877153.6488 | #NAME? | #NAME? | #NAME? | #NAME? | #NAME? | 0 | #NAME?
2009Q1 | 2009 | 2009-02-01 | 2009 | 2 | #NAME? | 2009-02-01 | 2009-02-28 | 7.15% | 0.52169 |  |  | 0 | 0 | 0 | 0 | 0 | 0 | 0 | 0 | 0 | 0 | 0 | 0 | 0% | 0% | 0% | 0% | 0% | 0% | 0% | 0% | 0% | 0% | 0% | 0% | 0% | 0% | 0% | 0% | 0% | 0% | 0% | 0% | 0% | 0% | 0% | 0% | 0 | 20 | 4 | 4 | 0 | 28 | 1.5% | 14184 | 2836.8 | 2836.8 |  | 1 | 1 | 1 | 1 | 2836.8 | 567.36 | 567.36 |  | 1 | 1 | 1 | 1 | 19857.6 | 19857.6 | 3971.52 | 3971.52 | 9.1335 | 0 | 0 | 0 | 0 | 0 | 0 | 0 | 0 | 0 | 0 | 0 | 0 | 0 | 0 | 0 | 0 | 0 | 0 | 0% | 0% | 0% | 0% | 0% | 0% | 0% | 0% | 7692.4334 | 0 | 0 | 0 | 0 | 0 | 0 | 0% | 0 | 0 | 0 | 0 | 0 | 0 | 0% | 0% | 0% | 0% | 0% | 0% | 0 | 0 | 0 | 0 | 0 | 0 | 0 | 0 | 0 | 0 | 0 | 0 | 0 | 0 | 0 | 0 | 0 | 0 | 0 | 0 | 0 | 0 | 0 | 0 | 0 | 0 | 0 | 0 | 0 | 0 |  | 0 |  | No | 45 | 8865 | 2659.5 | 1773 | 531.9 | 1773 | 531.9 | 0 | 32.9324 | 28.7834 | 531341.0983 | 69.2605 | 33.0559 | 541455.2065 | 1072796.3047 | 8865 | 2659.5 | 1773 | 531.9 | 1773 | 531.9 | 0 | 0 | 0 | 0 | 0 | 211945.157 | 2.4 | 140000 | 0 | 0 | 71945.157 | 231788.5717 | 18636.8 | 0 | 586425.3717 | 27152.7858 | 0.7554 | 13748 | 11018.4858 | 3.1047 | 34209.546 |  |  |  |  | 5132.835 | 1026.567 | 1026.567 |  | 2737.512 | 547.5024 | 547.5024 |  | 11018.4858 |  | 18923.0517 | 407691.0988 |  | 36.7244 | 694937.7783 | 0 | 0 | 0 | 0 | 0 | 0 | 0
2009Q1 | 2009 | 2009-03-01 | 2009 | 3 | #NAME? | 2009-03-01 | 2009-03-31 | 7.15% | 0.51859 |  |  | 0 | 0 | 0 | 0 | 0 | 0 | 0 | 0 | 0 | 0 | 0 | 0 | 0% | 0% | 0% | 0% | 0% | 0% | 0% | 0% | 0% | 0% | 0% | 0% | 0% | 0% | 0% | 0% | 0% | 0% | 0% | 0% | 0% | 0% | 0% | 0% | 0 | 22 | 4 | 5 | 0 | 31 | 1.5% | 15602.4 | 2836.8 | 3546 |  | 1 | 1 | 1 | 1 | 3120.48 | 567.36 | 709.2 |  | 1 | 1 | 1 | 1 | 21985.2 | 21985.2 | 4397.04 | 4397.04 | 9.2101 | 0 | 0 | 0 | 0 | 0 | 0 | 0 | 0 | 0 | 0 | 0 | 0 | 0 | 0 | 0 | 0 | 0 | 0 | 0% | 0% | 0% | 0% | 0% | 0% | 0% | 0% | 7694.4644 | 0 | 0 | 0 | 0 | 0 | 0 | 0% | 0 | 0 | 0 | 0 | 0 | 0 | 0% | 0% | 0% | 0% | 0% | 0% | 0 | 0 | 0 | 0 | 0 | 0 | 0 | 0 | 0 | 0 | 0 | 0 | 0 | 0 | 0 | 0 | 0 | 0 | 0 | 0 | 0 | 0 | 0 | 0 | 0 | 0 | 0 | 0 | 0 | 0 |  | 0 |  | No | 45 | 9751.5 | 2925.45 | 1773 | 531.9 | 2216.25 | 664.875 | 0 | 32.9324 | 28.7834 | 588270.5017 | 69.2605 | 33.0559 | 599468.2643 | 1187738.7659 | 9751.5 | 2925.45 | 1773 | 531.9 | 2216.25 | 664.875 | 0 | 0 | 0 | 0 | 0 | 234715.52 | 2.4 | 155000 | 0 | 0 | 79715.52 | 243258.4914 | 19877.2 | 0 | 635135.6914 | 30062.0129 | 0.7556 | 15221 | 12199.0378 | 3.1047 | 37874.8545 |  |  |  |  | 5646.1185 | 1026.567 | 1283.2088 |  | 3011.2632 | 547.5024 | 684.378 |  | 12199.0378 |  | 20950.5215 | 427512.972 |  | 34.4697 | 722158.4218 | 0 | 0 | 0 | 0 | 0 | 0 | 0
2009Q2 | 2009 | 2009-04-01 | 2009 | 4 | #NAME? | 2009-04-01 | 2009-04-30 | 7.15% | 0.51561 |  |  | 0 | 0 | 0 | 0 | 0 | 0 | 0 | 0 | 0 | 0 | 0 | 0 | 0% | 0% | 0% | 0% | 0% | 0% | 0% | 0% | 0% | 0% | 0% | 0% | 0% | 0% | 0% | 0% | 0% | 0% | 0% | 0% | 0% | 0% | 0% | 0% | 0 | 22 | 4 | 4 | 0 | 30 | 1.5% | 15602.4 | 2836.8 | 2836.8 |  | 1 | 1 | 1 | 1 | 3120.48 | 567.36 | 567.36 |  | 1 | 1 | 1 | 1 | 21276 | 21276 | 4255.2 | 4255.2 | 9.295 | 0 | 0 | 0 | 0 | 0 | 0 | 0 | 0 | 0 | 0 | 0 | 0 | 0 | 0 | 0 | 0 | 0 | 0 | 0% | 0% | 0% | 0% | 0% | 0% | 0% | 0% | 7696.4954 | 0 | 0 | 0 | 0 | 0 | 0 | 0% | 0 | 0 | 0 | 0 | 0 | 0 | 0% | 0% | 0% | 0% | 0% | 0% | 0 | 0 | 0 | 0 | 0 | 0 | 0 | 0 | 0 | 0 | 0 | 0 | 0 | 0 | 0 | 0 | 0 | 0 | 0 | 0 | 0 | 0 | 0 | 0 | 0 | 0 | 0 | 0 | 0 | 0 |  | 0 |  | No | 45 | 9751.5 | 2925.45 | 1773 | 531.9 | 1773 | 531.9 | 0 | 32.9324 | 28.7834 | 569294.0339 | 69.2605 | 33.0559 | 580130.5783 | 1149424.6122 | 9751.5 | 2925.45 | 1773 | 531.9 | 1773 | 531.9 | 0 | 0 | 0 | 0 | 0 | 227204.0065 | 2.4 | 150000 | 0 | 0 | 77204.0065 | 228647.073 | 18504 | 0 | 607151.073 | 29092.2705 | 0.7558 | 14730 | 11805.5205 | 3.1047 | 36653.085 |  |  |  |  | 5646.1185 | 1026.567 | 1026.567 |  | 3011.2632 | 547.5024 | 547.5024 |  | 11805.5205 |  | 20274.6982 | 408907.6637 |  | 34.0111 | 689564.9943 | 0 | 0 | 0 | 0 | 0 | 0 | 0
2009Q2 | 2009 | 2009-05-01 | 2009 | 5 | #NAME? | 2009-05-01 | 2009-05-31 | 7.15% | 0.51254 |  |  | 0 | 0 | 0 | 0 | 0 | 0 | 0 | 0 | 0 | 0 | 0 | 0 | 0% | 0% | 0% | 0% | 0% | 0% | 0% | 0% | 0% | 0% | 0% | 0% | 0% | 0% | 0% | 0% | 0% | 0% | 0% | 0% | 0% | 0% | 0% | 0% | 0 | #NAME? | #NAME? | #NAME? | 1 | 31 | 1.5% | 14184 | 3546 | 4255.2 |  | 1 | 1 | 1 | 1 | 2836.8 | 709.2 | 851.04 |  | 1 | 1 | 1 | 1 | 21985.2 | 21985.2 | 4397.04 | 4397.04 | 9.3771 | 0 | 0 | 0 | 0 | 0 | 0 | 0 | 0 | 0 | 0 | 0 | 0 | 0 | 0 | 0 | 0 | 0 | 0 | 0% | 0% | 0% | 0% | 0% | 0% | 0% | 0% | 7698.5263 | 0 | 0 | 0 | 0 | 0 | 0 | 0% | 0 | 0 | 0 | 0 | 0 | 0 | 0% | 0% | 0% | 0% | 0% | 0% | 0 | 0 | 0 | 0 | 0 | 0 | 0 | 0 | 0 | 0 | 0 | 0 | 0 | 0 | 0 | 0 | 0 | 0 | 0 | 0 | 0 | 0 | 0 | 0 | 0 | 0 | 0 | 0 | 0 | 0 |  | 0 |  | No | 45 | #NAME? | 0 | #NAME? | 0 | #NAME? | 0 | #NAME? | 33.7228 | 29.4742 | #NAME? | 70.9228 | 33.8492 | #NAME? | #NAME? | #NAME? | 0 | #NAME? | 0 | #NAME? | 0 | #NAME? | 0 | 0 | 0 | 0 | #NAME? | 2.4 | #NAME? | #NAME? | 0 | #NAME? | #NAME? | 19065 | 0 | #NAME? | #NAME? | 0.756 | #NAME? | 9547.0731 | 3.1047 | 29641.1905 |  |  |  |  | 3421.89 | 855.4725 | 1026.567 |  | 2737.512 | 684.378 | 821.2536 |  | 9547.0731 |  | 22276.5039 | 327792.2157 |  | 34.7873 | 774940.3892 | #NAME? | #NAME? | #NAME? | #NAME? | #NAME? | 0 | #NAME?
2009Q2 | 2009 | 2009-06-01 | 2009 | 6 | #NAME? | 2009-06-01 | 2009-06-30 | 7.15% | 0.50959 |  |  | 0 | 0 | 0 | 0 | 0 | 0 | 0 | 0 | 0 | 0 | 0 | 0 | 0% | 0% | 0% | 0% | 0% | 0% | 0% | 0% | 0% | 0% | 0% | 0% | 0% | 0% | 0% | 0% | 0% | 0% | 0% | 0% | 0% | 0% | 0% | 0% | 0 | 22 | 4 | 4 | 0 | 30 | 1.5% | 15602.4 | 2836.8 | 2836.8 |  | 1 | 1 | 1 | 1 | 3120.48 | 567.36 | 567.36 |  | 1 | 1 | 1 | 1 | 21276 | 21276 | 4255.2 | 4255.2 | 9.462 | 0 | 0 | 0 | 0 | 0 | 0 | 0 | 0 | 0 | 0 | 0 | 0 | 0 | 0 | 0 | 0 | 0 | 0 | 0% | 0% | 0% | 0% | 0% | 0% | 0% | 0% | 7700.5573 | 0 | 0 | 0 | 0 | 0 | 0 | 0% | 0 | 0 | 0 | 0 | 0 | 0 | 0% | 0% | 0% | 0% | 0% | 0% | 0 | 0 | 0 | 0 | 0 | 0 | 0 | 0 | 0 | 0 | 0 | 0 | 0 | 0 | 0 | 0 | 0 | 0 | 0 | 0 | 0 | 0 | 0 | 0 | 0 | 0 | 0 | 0 | 0 | 0 |  | 0 |  | No | 45 | 11701.8 | 0 | 2127.6 | 0 | 2127.6 | 0 | 0 | 33.7228 | 29.4742 | 538114.2375 | 70.9228 | 33.8492 | 1148948.8021 | 1687063.0397 | 11701.8 | 0 | 2127.6 | 0 | 2127.6 | 0 | 0 | 0 | 0 | 0 | 0 | 196604.468 | 2.4 | 150000 | 0 | 0 | 46604.468 | 138626.5473 | 18678 | 0 | 517304.5473 | 25196.103 | 0.75619 | 14730 | 9239.103 | 3.1047 | 28685.023 |  |  |  |  | 3764.079 | 684.378 | 684.378 |  | 3011.2632 | 547.5024 | 547.5024 |  | 9239.103 |  | 21557.907 | 301604.0112 |  | 33.771 | 728031.2792 | 0 | 0 | 0 | 0 | 0 | 0 | 0
2009Q3 | 2009 | 2009-07-01 | 2009 | 7 | #NAME? | 2009-07-01 | 2009-07-31 | 7.15% | 0.50656 |  |  | 0 | 0 | 0 | 0 | 0 | 0 | 0 | 0 | 0 | 0 | 0 | 0 | 0% | 0% | 0% | 0% | 0% | 0% | 0% | 0% | 0% | 0% | 0% | 0% | 0% | 0% | 0% | 0% | 0% | 0% | 0% | 0% | 0% | 0% | 0% | 0% | 0 | #NAME? | #NAME? | #NAME? | 1 | 31 | 1.5% | 16311.6 | 2127.6 | 3546 |  | 1 | 1 | 1 | 1 | 3262.32 | 425.52 | 709.2 |  | 1 | 1 | 1 | 1 | 21985.2 | 21985.2 | 4397.04 | 4397.04 | 9.5441 | 0 | 0 | 0 | 0 | 0 | 0 | 0 | 0 | 0 | 0 | 0 | 0 | 0 | 0 | 0 | 0 | 0 | 0 | 0% | 0% | 0% | 0% | 0% | 0% | 0% | 0% | 7702.5882 | 0 | 0 | 0 | 0 | 0 | 0 | 0% | 0 | 0 | 0 | 0 | 0 | 0 | 0% | 0% | 0% | 0% | 0% | 0% | 0 | 0 | 0 | 0 | 0 | 0 | 0 | 0 | 0 | 0 | 0 | 0 | 0 | 0 | 0 | 0 | 0 | 0 | 0 | 0 | 0 | 0 | 0 | 0 | 0 | 0 | 0 | 0 | 0 | 0 |  | 0 |  | No | 45 | #NAME? | 0 | #NAME? | 0 | #NAME? | 0 | #NAME? | 33.7228 | 29.4742 | #NAME? | 70.9228 | 33.8492 | #NAME? | #NAME? | #NAME? | 0 | #NAME? | 0 | #NAME? | 0 | #NAME? | 0 | 0 | 0 | 0 | #NAME? | 2.4 | #NAME? | #NAME? | 0 | #NAME? | #NAME? | 19375 | 0 | #NAME? | #NAME? | 0.75639 | #NAME? | 9547.0731 | 3.1047 | 29641.1905 |  |  |  |  | 3935.1735 | 513.2835 | 855.4725 |  | 3148.1388 | 410.6268 | 684.378 |  | 9547.0731 |  | 22276.5039 | 431902.1248 |  | 47.9072 | 1067204.904 | #NAME? | #NAME? | #NAME? | #NAME? | #NAME? | 0 | #NAME?
2009Q3 | 2009 | 2009-08-01 | 2009 | 8 | #NAME? | 2009-08-01 | 2009-08-31 | 7.15% | 0.50355 |  |  | 0 | 0 | 0 | 0 | 0 | 0 | 0 | 0 | 0 | 0 | 0 | 0 | 0% | 0% | 0% | 0% | 0% | 0% | 0% | 0% | 0% | 0% | 0% | 0% | 0% | 0% | 0% | 0% | 0% | 0% | 0% | 0% | 0% | 0% | 0% | 0% | 0 | 21 | 5 | 5 | 0 | 31 | 1.5% | 14893.2 | 3546 | 3546 |  | 1 | 1 | 1 | 1 | 2978.64 | 709.2 | 709.2 |  | 1 | 1 | 1 | 1 | 21985.2 | 21985.2 | 4397.04 | 4397.04 | 9.629 | 0 | 0 | 0 | 0 | 0 | 0 | 0 | 0 | 0 | 0 | 0 | 0 | 0 | 0 | 0 | 0 | 0 | 0 | 0% | 0% | 0% | 0% | 0% | 0% | 0% | 0% | 7704.6192 | 0 | 0 | 0 | 0 | 0 | 0 | 0% | 0 | 0 | 0 | 0 | 0 | 0 | 0% | 0% | 0% | 0% | 0% | 0% | 0 | 0 | 0 | 0 | 0 | 0 | 0 | 0 | 0 | 0 | 0 | 0 | 0 | 0 | 0 | 0 | 0 | 0 | 0 | 0 | 0 | 0 | 0 | 0 | 0 | 0 | 0 | 0 | 0 | 0 |  | 0 |  | No | 45 | 11169.9 | 0 | 2659.5 | 0 | 2659.5 | 0 | 0 | 33.7228 | 29.4742 | 556051.3788 | 70.9228 | 33.8492 | 1187247.0955 | 1743298.4743 | 11169.9 | 0 | 2659.5 | 0 | 2659.5 | 0 | 0 | 0 | 0 | 0 | 0 | 203265.1128 | 2.4 | 155000 | 0 | 0 | 48265.1128 | 152884.3695 | 19505.2 | 0 | 544389.5695 | 26035.9731 | 0.75659 | 15221 | 9547.0731 | 3.1047 | 29641.1905 |  |  |  |  | 3592.9845 | 855.4725 | 855.4725 |  | 2874.3876 | 684.378 | 684.378 |  | 9547.0731 |  | 22276.5039 | 737117.5828 |  | 81.2934 | 1810931.8736 | 0 | 0 | 0 | 0 | 0 | 0 | 0
2009Q3 | 2009 | 2009-09-01 | 2009 | 9 | #NAME? | 2009-09-01 | 2009-09-30 | 7.15% | 0.50065 |  |  | 0 | 0 | 0 | 0 | 0 | 0 | 0 | 0 | 0 | 0 | 0 | 0 | 0% | 0% | 0% | 0% | 0% | 0% | 0% | 0% | 0% | 0% | 0% | 0% | 0% | 0% | 0% | 0% | 0% | 0% | 0% | 0% | 0% | 0% | 0% | 0% | 0 | #NAME? | #NAME? | #NAME? | 1 | 30 | 1.5% | 14893.2 | 2836.8 | 3546 |  | 1 | 1 | 1 | 1 | 2978.64 | 567.36 | 709.2 |  | 1 | 1 | 1 | 1 | 21276 | 21276 | 4255.2 | 4255.2 | 9.7139 | 0 | 0 | 0 | 0 | 0 | 0 | 0 | 0 | 0 | 0 | 0 | 0 | 0 | 0 | 0 | 0 | 0 | 0 | 0% | 0% | 0% | 0% | 0% | 0% | 0% | 0% | 7706.6502 | 0 | 0 | 0 | 0 | 0 | 0 | 0% | 0 | 0 | 0 | 0 | 0 | 0 | 0% | 0% | 0% | 0% | 0% | 0% | 0 | 0 | 0 | 0 | 0 | 0 | 0 | 0 | 0 | 0 | 0 | 0 | 0 | 0 | 0 | 0 | 0 | 0 | 0 | 0 | 0 | 0 | 0 | 0 | 0 | 0 | 0 | 0 | 0 | 0 |  | 0 |  | No | 45 | #NAME? | 0 | #NAME? | 0 | #NAME? | 0 | #NAME? | 33.7228 | 29.4742 | #NAME? | 70.9228 | 33.8492 | #NAME? | #NAME? | #NAME? | 0 | #NAME? | 0 | #NAME? | 0 | #NAME? | 0 | 0 | 0 | 0 | #NAME? | 2.4 | #NAME? | #NAME? | 0 | #NAME? | #NAME? | 19020 | 0 | #NAME? | #NAME? | 0.75679 | #NAME? | 9239.103 | 3.1047 | 28685.023 |  |  |  |  | 3592.9845 | 684.378 | 855.4725 |  | 2874.3876 | 547.5024 | 684.378 |  | 9239.103 |  | 21557.907 | 473042.1404 |  | 53.1426 | 1145643.7885 | #NAME? | #NAME? | #NAME? | #NAME? | #NAME? | 0 | #NAME?
2009Q4 | 2009 | 2009-10-01 | 2009 | 10 | #NAME? | 2009-10-01 | 2009-10-31 | 7.15% | 0.49768 |  |  | 0 | 0 | 0 | 0 | 0 | 0 | 0 | 0 | 0 | 0 | 0 | 0 | 0% | 0% | 0% | 0% | 0% | 0% | 0% | 0% | 0% | 0% | 0% | 0% | 0% | 0% | 0% | 0% | 0% | 0% | 0% | 0% | 0% | 0% | 0% | 0% | 0 | 22 | 5 | 4 | 0 | 31 | 1.5% | 15602.4 | 3546 | 2836.8 |  | 1 | 1 | 1 | 1 | 3120.48 | 709.2 | 567.36 |  | 1 | 1 | 1 | 1 | 21985.2 | 21985.2 | 4397.04 | 4397.04 | 9.796 | 0 | 0 | 0 | 0 | 0 | 0 | 0 | 0 | 0 | 0 | 0 | 0 | 0 | 0 | 0 | 0 | 0 | 0 | 0% | 0% | 0% | 0% | 0% | 0% | 0% | 0% | 7708.6811 | 0 | 0 | 0 | 0 | 0 | 0 | 0% | 0 | 0 | 0 | 0 | 0 | 0 | 0% | 0% | 0% | 0% | 0% | 0% | 0 | 0 | 0 | 0 | 0 | 0 | 0 | 0 | 0 | 0 | 0 | 0 | 0 | 0 | 0 | 0 | 0 | 0 | 0 | 0 | 0 | 0 | 0 | 0 | 0 | 0 | 0 | 0 | 0 | 0 |  | 0 |  | No | 45 | 9751.5 | 2925.45 | 2216.25 | 664.875 | 1773 | 531.9 | 0 | 33.7228 | 29.4742 | 602388.9937 | 70.9228 | 33.8492 | 613855.5026 | 1216244.4963 | 9751.5 | 2925.45 | 2216.25 | 664.875 | 1773 | 531.9 | 0 | 0 | 0 | 0 | 0 | 235149.1934 | 2.4 | 155000 | 0 | 0 | 80149.1934 | 276268.286 | 19709.8 | 0 | 667978.086 | 30062.0129 | 0.75699 | 15221 | 12199.0378 | 3.1047 | 37874.8545 |  |  |  |  | 5646.1185 | 1283.2088 | 1026.567 |  | 3011.2632 | 684.378 | 547.5024 |  | 12199.0378 |  | 20950.5215 | 566918.0293 |  | 45.7373 | 958220.8747 | 0 | 0 | 0 | 0 | 0 | 0 | 0
2009Q4 | 2009 | 2009-11-01 | 2009 | 11 | #NAME? | 2009-11-01 | 2009-11-30 | 7.15% | 0.49481 |  |  | 0 | 0 | 0 | 0 | 0 | 0 | 0 | 0 | 0 | 0 | 0 | 0 | 0% | 0% | 0% | 0% | 0% | 0% | 0% | 0% | 0% | 0% | 0% | 0% | 0% | 0% | 0% | 0% | 0% | 0% | 0% | 0% | 0% | 0% | 0% | 0% | 0 | #NAME? | #NAME? | #NAME? | 1 | 30 | 1.5% | 14184 | 2836.8 | 4255.2 |  | 1 | 1 | 1 | 1 | 2836.8 | 567.36 | 851.04 |  | 1 | 1 | 1 | 1 | 21276 | 21276 | 4255.2 | 4255.2 | 9.8809 | 0 | 0 | 0 | 0 | 0 | 0 | 0 | 0 | 0 | 0 | 0 | 0 | 0 | 0 | 0 | 0 | 0 | 0 | 0% | 0% | 0% | 0% | 0% | 0% | 0% | 0% | 7710.7121 | 0 | 0 | 0 | 0 | 0 | 0 | 0% | 0 | 0 | 0 | 0 | 0 | 0 | 0% | 0% | 0% | 0% | 0% | 0% | 0 | 0 | 0 | 0 | 0 | 0 | 0 | 0 | 0 | 0 | 0 | 0 | 0 | 0 | 0 | 0 | 0 | 0 | 0 | 0 | 0 | 0 | 0 | 0 | 0 | 0 | 0 | 0 | 0 | 0 |  | 0 |  | No | 45 | #NAME? | #NAME? | #NAME? | #NAME? | #NAME? | #NAME? | #NAME? | 33.7228 | 29.4742 | #NAME? | 70.9228 | 33.8492 | #NAME? | #NAME? | #NAME? | #NAME? | #NAME? | #NAME? | #NAME? | #NAME? | #NAME? | 0 | 0 | 0 | 0 | #NAME? | 2.4 | #NAME? | #NAME? | 0 | #NAME? | #NAME? | 19458 | 0 | #NAME? | #NAME? | 0.75719 | #NAME? | 11805.5205 | 3.1047 | 36653.085 |  |  |  |  | 5132.835 | 1026.567 | 1539.8505 |  | 2737.512 | 547.5024 | 821.2536 |  | 11805.5205 |  | 20274.6982 | 596366.8134 |  | 50.2186 | 1018166.0046 | #NAME? | #NAME? | #NAME? | #NAME? | #NAME? | 0 | #NAME?
2009Q4 | 2009 | 2009-12-01 | 2009 | 12 | #NAME? | 2009-12-01 | 2009-12-31 | 7.15% | 0.49187 |  |  | 0 | 0 | 0 | 0 | 0 | 0 | 0 | 0 | 0 | 0 | 0 | 0 | 0% | 0% | 0% | 0% | 0% | 0% | 0% | 0% | 0% | 0% | 0% | 0% | 0% | 0% | 0% | 0% | 0% | 0% | 0% | 0% | 0% | 0% | 0% | 0% | 0 | #NAME? | #NAME? | #NAME? | 1 | 31 | 1.5% | 15602.4 | 2836.8 | 3546 |  | 1 | 1 | 1 | 1 | 3120.48 | 567.36 | 709.2 |  | 1 | 1 | 1 | 1 | 21985.2 | 21985.2 | 4397.04 | 4397.04 | 9.963 | 0 | 0 | 0 | 0 | 0 | 0 | 0 | 0 | 0 | 0 | 0 | 0 | 0 | 0 | 0 | 0 | 0 | 0 | 0% | 0% | 0% | 0% | 0% | 0% | 0% | 0% | 7712.743 | 0 | 0 | 0 | 0 | 0 | 0 | 0% | 0 | 0 | 0 | 0 | 0 | 0 | 0% | 0% | 0% | 0% | 0% | 0% | 0 | 0 | 0 | 0 | 0 | 0 | 0 | 0 | 0 | 0 | 0 | 0 | 0 | 0 | 0 | 0 | 0 | 0 | 0 | 0 | 0 | 0 | 0 | 0 | 0 | 0 | 0 | 0 | 0 | 0 |  | 0 |  | No | 45 | #NAME? | #NAME? | #NAME? | #NAME? | #NAME? | #NAME? | #NAME? | 33.7228 | 29.4742 | #NAME? | 70.9228 | 33.8492 | #NAME? | #NAME? | #NAME? | #NAME? | #NAME? | #NAME? | #NAME? | #NAME? | #NAME? | 0 | 0 | 0 | 0 | #NAME? | 2.4 | #NAME? | #NAME? | 0 | #NAME? | #NAME? | 20559.2 | 0 | #NAME? | #NAME? | 0.75739 | #NAME? | 12199.0378 | 3.1047 | 37874.8545 |  |  |  |  | 5646.1185 | 1026.567 | 1283.2088 |  | 3011.2632 | 547.5024 | 684.378 |  | 12199.0378 |  | 20950.5215 | 568837.3277 |  | 46.3288 | 970612.4758 | #NAME? | #NAME? | #NAME? | #NAME? | #NAME? | 0 | #NAME?
2010Q1 | 2010 | 2010-01-01 | 2010 | 1 | #NAME? | 2010-01-01 | 2010-01-31 | 7.15% | 0.48895 |  |  | 0 | 0 | 0 | 0 | 0 | 0 | 0 | 0 | 0 | 0 | 0 | 0 | 0% | 0% | 0% | 0% | 0% | 0% | 0% | 0% | 0% | 0% | 0% | 0% | 0% | 0% | 0% | 0% | 0% | 0% | 0% | 0% | 0% | 0% | 0% | 0% | 0 | #NAME? | #NAME? | #NAME? | 1 | 31 | 1.5% | 14184 | 3546 | 4255.2 |  | 1 | 1 | 1 | 1 | 2836.8 | 709.2 | 851.04 |  | 1 | 1 | 1 | 1 | 21985.2 | 21985.2 | 4397.04 | 4397.04 | 10.0479 | 0 | 0 | 0 | 0 | 0 | 0 | 0 | 0 | 0 | 0 | 0 | 0 | 0 | 0 | 0 | 0 | 0 | 0 | 0% | 0% | 0% | 0% | 0% | 0% | 0% | 0% | 7714.774 | 0 | 0 | 0 | 0 | 0 | 0 | 0% | 0 | 0 | 0 | 0 | 0 | 0 | 0% | 0% | 0% | 0% | 0% | 0% | 0 | 0 | 0 | 0 | 0 | 0 | 0 | 0 | 0 | 0 | 0 | 0 | 0 | 0 | 0 | 0 | 0 | 0 | 0 | 0 | 0 | 0 | 0 | 0 | 0 | 0 | 0 | 0 | 0 | 0 |  | 0 |  | No | 45 | #NAME? | #NAME? | #NAME? | #NAME? | #NAME? | #NAME? | #NAME? | 33.7228 | 29.4742 | #NAME? | 70.9228 | 33.8492 | #NAME? | #NAME? | #NAME? | #NAME? | #NAME? | #NAME? | #NAME? | #NAME? | #NAME? | 0 | 0 | 0 | 0 | #NAME? | 2.4 | #NAME? | #NAME? | 0 | #NAME? | #NAME? | 21644.2 | 0 | #NAME? | #NAME? | 0.75759 | #NAME? | 12199.0379 | 3.1979 | 39011.1001 |  |  |  |  | 5132.835 | 1283.2088 | 1539.8505 |  | 2737.512 | 684.378 | 821.2536 |  | 12199.0379 |  | 20950.5215 | 535064.2052 |  | 43.5253 | 911877.9068 | #NAME? | #NAME? | #NAME? | #NAME? | #NAME? | 0 | #NAME?
2010Q1 | 2010 | 2010-02-01 | 2010 | 2 | #NAME? | 2010-02-01 | 2010-02-28 | 7.15% | 0.48632 |  |  | 0 | 0 | 0 | 0 | 0 | 0 | 0 | 0 | 0 | 0 | 0 | 0 | 0% | 0% | 0% | 0% | 0% | 0% | 0% | 0% | 0% | 0% | 0% | 0% | 0% | 0% | 0% | 0% | 0% | 0% | 0% | 0% | 0% | 0% | 0% | 0% | 0 | 20 | 4 | 4 | 0 | 28 | 1.5% | 14184 | 2836.8 | 2836.8 |  | 1 | 1 | 1 | 1 | 2836.8 | 567.36 | 567.36 |  | 1 | 1 | 1 | 1 | 19857.6 | 19857.6 | 3971.52 | 3971.52 | 10.1328 | 0 | 0 | 0 | 0 | 0 | 0 | 0 | 0 | 0 | 0 | 0 | 0 | 0 | 0 | 0 | 0 | 0 | 0 | 0% | 0% | 0% | 0% | 0% | 0% | 0% | 0% | 7716.805 | 0 | 0 | 0 | 0 | 0 | 0 | 0% | 0 | 0 | 0 | 0 | 0 | 0 | 0% | 0% | 0% | 0% | 0% | 0% | 0 | 0 | 0 | 0 | 0 | 0 | 0 | 0 | 0 | 0 | 0 | 0 | 0 | 0 | 0 | 0 | 0 | 0 | 0 | 0 | 0 | 0 | 0 | 0 | 0 | 0 | 0 | 0 | 0 | 0 |  | 0 |  | No | 45 | 8865 | 2659.5 | 1773 | 531.9 | 1773 | 531.9 | 0 | 33.7228 | 29.4742 | 544093.2846 | 70.9228 | 33.8492 | 554450.1314 | 1098543.416 | 8865 | 2659.5 | 1773 | 531.9 | 1773 | 531.9 | 0 | 0 | 0 | 0 | 0 | 212616.6513 | 2.4 | 140000 | 0 | 0 | 72616.6513 | 240001.6308 | 18978.4 | 0 | 594980.0308 | 27152.7858 | 0.75779 | 13748 | 11018.4858 | 3.1979 | 35235.8324 |  |  |  |  | 5132.835 | 1026.567 | 1026.567 |  | 2737.512 | 547.5024 | 547.5024 |  | 11018.4858 |  | 18923.0517 | 426817.5255 |  | 38.4473 | 727540.1003 | 0 | 0 | 0 | 0 | 0 | 0 | 0
2010Q1 | 2010 | 2010-03-01 | 2010 | 3 | #NAME? | 2010-03-01 | 2010-03-31 | 7.15% | 0.48343 |  |  | 0 | 0 | 0 | 0 | 0 | 0 | 0 | 0 | 0 | 0 | 0 | 0 | 0% | 0% | 0% | 0% | 0% | 0% | 0% | 0% | 0% | 0% | 0% | 0% | 0% | 0% | 0% | 0% | 0% | 0% | 0% | 0% | 0% | 0% | 0% | 0% | 0 | 23 | 4 | 4 | 0 | 31 | 1.5% | 16311.6 | 2836.8 | 2836.8 |  | 1 | 1 | 1 | 1 | 3262.32 | 567.36 | 567.36 |  | 1 | 1 | 1 | 1 | 21985.2 | 21985.2 | 4397.04 | 4397.04 | 10.2094 | 0 | 0 | 0 | 0 | 0 | 0 | 0 | 0 | 0 | 0 | 0 | 0 | 0 | 0 | 0 | 0 | 0 | 0 | 0% | 0% | 0% | 0% | 0% | 0% | 0% | 0% | 7718.8359 | 0 | 0 | 0 | 0 | 0 | 0 | 0% | 0 | 0 | 0 | 0 | 0 | 0 | 0% | 0% | 0% | 0% | 0% | 0% | 0 | 0 | 0 | 0 | 0 | 0 | 0 | 0 | 0 | 0 | 0 | 0 | 0 | 0 | 0 | 0 | 0 | 0 | 0 | 0 | 0 | 0 | 0 | 0 | 0 | 0 | 0 | 0 | 0 | 0 |  | 0 |  | No | 45 | 10194.75 | 3058.425 | 1773 | 531.9 | 1773 | 531.9 | 0 | 33.7228 | 29.4742 | 602388.9937 | 70.9228 | 33.8492 | 613855.5026 | 1216244.4963 | 10194.75 | 3058.425 | 1773 | 531.9 | 1773 | 531.9 | 0 | 0 | 0 | 0 | 0 | 235458.9602 | 2.4 | 155000 | 0 | 0 | 80458.9602 | 251870.3395 | 20274 | 0 | 644144.3395 | 30062.0128 | 0.75799 | 15221 | 12199.0378 | 3.1979 | 39011.1001 |  |  |  |  | 5902.7603 | 1026.567 | 1026.567 |  | 3148.1388 | 547.5024 | 547.5024 |  | 12199.0378 |  | 20950.5215 | 441220.1889 |  | 35.5749 | 745312.7652 | 0 | 0 | 0 | 0 | 0 | 0 | 0
2010Q2 | 2010 | 2010-04-01 | 2010 | 4 | #NAME? | 2010-04-01 | 2010-04-30 | 7.15% | 0.48065 |  |  | 0 | 0 | 0 | 0 | 0 | 0 | 0 | 0 | 0 | 0 | 0 | 0 | 0% | 0% | 0% | 0% | 0% | 0% | 0% | 0% | 0% | 0% | 0% | 0% | 0% | 0% | 0% | 0% | 0% | 0% | 0% | 0% | 0% | 0% | 0% | 0% | 0 | 22 | 4 | 4 | 0 | 30 | 1.5% | 15602.4 | 2836.8 | 2836.8 |  | 1 | 1 | 1 | 1 | 3120.48 | 567.36 | 567.36 |  | 1 | 1 | 1 | 1 | 21276 | 21276 | 4255.2 | 4255.2 | 10.2943 | 0 | 0 | 0 | 0 | 0 | 0 | 0 | 0 | 0 | 0 | 0 | 0 | 0 | 0 | 0 | 0 | 0 | 0 | 0% | 0% | 0% | 0% | 0% | 0% | 0% | 0% | 7720.8669 | 0 | 0 | 0 | 0 | 0 | 0 | 0% | 0 | 0 | 0 | 0 | 0 | 0 | 0% | 0% | 0% | 0% | 0% | 0% | 0 | 0 | 0 | 0 | 0 | 0 | 0 | 0 | 0 | 0 | 0 | 0 | 0 | 0 | 0 | 0 | 0 | 0 | 0 | 0 | 0 | 0 | 0 | 0 | 0 | 0 | 0 | 0 | 0 | 0 |  | 0 |  | No | 45 | 9751.5 | 2925.45 | 1773 | 531.9 | 1773 | 531.9 | 0 | 33.7228 | 29.4742 | 582957.0907 | 70.9228 | 33.8492 | 594053.7122 | 1177010.8029 | 9751.5 | 2925.45 | 1773 | 531.9 | 1773 | 531.9 | 0 | 0 | 0 | 0 | 0 | 227923.4647 | 2.4 | 150000 | 0 | 0 | 77923.4647 | 236736.8016 | 18906 | 0 | 615642.8016 | 29092.2705 | 0.75819 | 14730 | 11805.5205 | 3.1979 | 37752.6775 |  |  |  |  | 5646.1185 | 1026.567 | 1026.567 |  | 3011.2632 | 547.5024 | 547.5024 |  | 11805.5205 |  | 20274.6982 | 413738.3269 |  | 34.4129 | 697711.2253 | 0 | 0 | 0 | 0 | 0 | 0 | 0
2010Q2 | 2010 | 2010-05-01 | 2010 | 5 | #NAME? | 2010-05-01 | 2010-05-31 | 7.15% | 0.47779 |  |  | 0 | 0 | 0 | 0 | 0 | 0 | 0 | 0 | 0 | 0 | 0 | 0 | 0% | 0% | 0% | 0% | 0% | 0% | 0% | 0% | 0% | 0% | 0% | 0% | 0% | 0% | 0% | 0% | 0% | 0% | 0% | 0% | 0% | 0% | 0% | 0% | 0 | #NAME? | #NAME? | #NAME? | 1 | 31 | 1.5% | 14184 | 3546 | 4255.2 |  | 1 | 1 | 1 | 1 | 2836.8 | 709.2 | 851.04 |  | 1 | 1 | 1 | 1 | 21985.2 | 21985.2 | 4397.04 | 4397.04 | 10.3765 | 0 | 0 | 0 | 0 | 0 | 0 | 0 | 0 | 0 | 0 | 0 | 0 | 0 | 0 | 0 | 0 | 0 | 0 | 0% | 0% | 0% | 0% | 0% | 0% | 0% | 0% | 7722.8978 | 0 | 0 | 0 | 0 | 0 | 0 | 0% | 0 | 0 | 0 | 0 | 0 | 0 | 0% | 0% | 0% | 0% | 0% | 0% | 0 | 0 | 0 | 0 | 0 | 0 | 0 | 0 | 0 | 0 | 0 | 0 | 0 | 0 | 0 | 0 | 0 | 0 | 0 | 0 | 0 | 0 | 0 | 0 | 0 | 0 | 0 | 0 | 0 | 0 |  | 0 |  | No | 45 | #NAME? | 0 | #NAME? | 0 | #NAME? | 0 | #NAME? | 34.5321 | 30.1816 | #NAME? | 72.6249 | 34.6616 | #NAME? | #NAME? | #NAME? | 0 | #NAME? | 0 | #NAME? | 0 | #NAME? | 0 | 0 | 0 | 0 | #NAME? | 2.9634 | 0 | 0 | 0 | #NAME? | #NAME? | 4593.3459 | 0 | #NAME? | #NAME? | 0.51743 | #NAME? | 9547.0731 | 3.1979 | 30530.4262 |  |  |  |  | 3421.89 | 855.4725 | 1026.567 |  | 2737.512 | 684.378 | 821.2536 |  | 9547.0731 |  | 22276.5039 | 335423.7665 |  | 35.5973 | 792982.2969 | #NAME? | #NAME? | #NAME? | #NAME? | #NAME? | 0 | #NAME?
2010Q2 | 2010 | 2010-06-01 | 2010 | 6 | #NAME? | 2010-06-01 | 2010-06-30 | 7.15% | 0.47504 |  |  | 0 | 0 | 0 | 0 | 0 | 0 | 0 | 0 | 0 | 0 | 0 | 0 | 0% | 0% | 0% | 0% | 0% | 0% | 0% | 0% | 0% | 0% | 0% | 0% | 0% | 0% | 0% | 0% | 0% | 0% | 0% | 0% | 0% | 0% | 0% | 0% | 0 | 22 | 4 | 4 | 0 | 30 | 1.5% | 15602.4 | 2836.8 | 2836.8 |  | 1 | 1 | 1 | 1 | 3120.48 | 567.36 | 567.36 |  | 1 | 1 | 1 | 1 | 21276 | 21276 | 4255.2 | 4255.2 | 10.4613 | 0 | 0 | 0 | 0 | 0 | 0 | 0 | 0 | 0 | 0 | 0 | 0 | 0 | 0 | 0 | 0 | 0 | 0 | 0% | 0% | 0% | 0% | 0% | 0% | 0% | 0% | 7724.9288 | 0 | 0 | 0 | 0 | 0 | 0 | 0% | 0 | 0 | 0 | 0 | 0 | 0 | 0% | 0% | 0% | 0% | 0% | 0% | 0 | 0 | 0 | 0 | 0 | 0 | 0 | 0 | 0 | 0 | 0 | 0 | 0 | 0 | 0 | 0 | 0 | 0 | 0 | 0 | 0 | 0 | 0 | 0 | 0 | 0 | 0 | 0 | 0 | 0 |  | 0 |  | No | 45 | 11701.8 | 0 | 2127.6 | 0 | 2127.6 | 0 | 0 | 34.5321 | 30.1816 | 551028.9792 | 72.6249 | 34.6616 | 1176523.5734 | 1727552.5526 | 11701.8 | 0 | 2127.6 | 0 | 2127.6 | 0 | 0 | 0 | 0 | 0 | 0 | 197226.7022 | 2.9992 | 0 | 0 | 0 | 197226.7022 | 601806.8542 | 4498.8686 | 0 | 606305.7228 | 25196.103 | 0.51757 | 0 | 9239.103 | 3.1979 | 29545.5737 |  |  |  |  | 3764.079 | 684.378 | 684.378 |  | 3011.2632 | 547.5024 | 547.5024 |  | 9239.103 |  | 21557.907 | 334545.8062 |  | 37.4595 | 807548.3158 | 0 | 0 | 0 | 0 | 0 | 0 | 0
2010Q3 | 2010 | 2010-07-01 | 2010 | 7 | #NAME? | 2010-07-01 | 2010-07-31 | 7.15% | 0.47222 |  |  | 0 | 0 | 0 | 0 | 0 | 0 | 0 | 0 | 0 | 0 | 0 | 0 | 0% | 0% | 0% | 0% | 0% | 0% | 0% | 0% | 0% | 0% | 0% | 0% | 0% | 0% | 0% | 0% | 0% | 0% | 0% | 0% | 0% | 0% | 0% | 0% | 0 | #NAME? | #NAME? | #NAME? | 1 | 31 | 1.5% | 14893.2 | 3546 | 3546 |  | 1 | 1 | 1 | 1 | 2978.64 | 709.2 | 709.2 |  | 1 | 1 | 1 | 1 | 21985.2 | 21985.2 | 4397.04 | 4397.04 | 10.5435 | 0 | 0 | 0 | 0 | 0 | 0 | 0 | 0 | 0 | 0 | 0 | 0 | 0 | 0 | 0 | 0 | 0 | 0 | 0% | 0% | 0% | 0% | 0% | 0% | 0% | 0% | 7726.9598 | 0 | 0 | 0 | 0 | 0 | 0 | 0% | 0 | 0 | 0 | 0 | 0 | 0 | 0% | 0% | 0% | 0% | 0% | 0% | 0 | 0 | 0 | 0 | 0 | 0 | 0 | 0 | 0 | 0 | 0 | 0 | 0 | 0 | 0 | 0 | 0 | 0 | 0 | 0 | 0 | 0 | 0 | 0 | 0 | 0 | 0 | 0 | 0 | 0 |  | 0 |  | No | 45 | #NAME? | 0 | #NAME? | 0 | #NAME? | 0 | #NAME? | 34.5321 | 30.1816 | #NAME? | 72.6249 | 34.6616 | #NAME? | #NAME? | #NAME? | 0 | #NAME? | 0 | #NAME? | 0 | #NAME? | 0 | 0 | 0 | 0 | #NAME? | 3.0811 | 0 | 0 | 0 | #NAME? | #NAME? | 4775.7258 | 0 | #NAME? | #NAME? | 0.51771 | #NAME? | 9547.0731 | 3.1979 | 30530.4262 |  |  |  |  | 3592.9845 | 855.4725 | 855.4725 |  | 2874.3876 | 684.378 | 684.378 |  | 9547.0731 |  | 22276.5039 | 456392.9896 |  | 50.6238 | 1127720.3993 | #NAME? | #NAME? | #NAME? | #NAME? | #NAME? | 0 | #NAME?
2010Q3 | 2010 | 2010-08-01 | 2010 | 8 | #NAME? | 2010-08-01 | 2010-08-31 | 7.15% | 0.46941 |  |  | 0 | 0 | 0 | 0 | 0 | 0 | 0 | 0 | 0 | 0 | 0 | 0 | 0% | 0% | 0% | 0% | 0% | 0% | 0% | 0% | 0% | 0% | 0% | 0% | 0% | 0% | 0% | 0% | 0% | 0% | 0% | 0% | 0% | 0% | 0% | 0% | 0 | 22 | 4 | 5 | 0 | 31 | 1.5% | 15602.4 | 2836.8 | 3546 |  | 1 | 1 | 1 | 1 | 3120.48 | 567.36 | 709.2 |  | 1 | 1 | 1 | 1 | 21985.2 | 21985.2 | 4397.04 | 4397.04 | 10.6283 | 0 | 0 | 0 | 0 | 0 | 0 | 0 | 0 | 0 | 0 | 0 | 0 | 0 | 0 | 0 | 0 | 0 | 0 | 0% | 0% | 0% | 0% | 0% | 0% | 0% | 0% | 7728.9907 | 0 | 0 | 0 | 0 | 0 | 0 | 0% | 0 | 0 | 0 | 0 | 0 | 0 | 0% | 0% | 0% | 0% | 0% | 0% | 0 | 0 | 0 | 0 | 0 | 0 | 0 | 0 | 0 | 0 | 0 | 0 | 0 | 0 | 0 | 0 | 0 | 0 | 0 | 0 | 0 | 0 | 0 | 0 | 0 | 0 | 0 | 0 | 0 | 0 |  | 0 |  | No | 45 | 11701.8 | 0 | 2127.6 | 0 | 2659.5 | 0 | 0 | 34.5321 | 30.1816 | 569396.6119 | 72.6249 | 34.6616 | 1215741.0258 | 1785137.6377 | 11701.8 | 0 | 2127.6 | 0 | 2659.5 | 0 | 0 | 0 | 0 | 0 | 0 | 203908.0881 | 3.1974 | 0 | 0 | 0 | 203908.0881 | 662595.7676 | 4955.9429 | 0 | 667551.7105 | 26035.9731 | 0.51784 | 0 | 9547.0731 | 3.1979 | 30530.4262 |  |  |  |  | 3764.079 | 684.378 | 855.4725 |  | 3011.2632 | 547.5024 | 684.378 |  | 9547.0731 |  | 22276.5039 | 651386.2674 |  | 71.8384 | 1600309.3418 | 0 | 0 | 0 | 0 | 0 | 0 | 0
2010Q3 | 2010 | 2010-09-01 | 2010 | 9 | #NAME? | 2010-09-01 | 2010-09-30 | 7.15% | 0.46671 |  |  | 0 | 0 | 0 | 0 | 0 | 0 | 0 | 0 | 0 | 0 | 0 | 0 | 0% | 0% | 0% | 0% | 0% | 0% | 0% | 0% | 0% | 0% | 0% | 0% | 0% | 0% | 0% | 0% | 0% | 0% | 0% | 0% | 0% | 0% | 0% | 0% | 0 | #NAME? | #NAME? | #NAME? | 1 | 30 | 1.5% | 14893.2 | 2836.8 | 3546 |  | 1 | 1 | 1 | 1 | 2978.64 | 567.36 | 709.2 |  | 1 | 1 | 1 | 1 | 21276 | 21276 | 4255.2 | 4255.2 | 10.7132 | 0 | 0 | 0 | 0 | 0 | 0 | 0 | 0 | 0 | 0 | 0 | 0 | 0 | 0 | 0 | 0 | 0 | 0 | 0% | 0% | 0% | 0% | 0% | 0% | 0% | 0% | 7731.0217 | 0 | 0 | 0 | 0 | 0 | 0 | 0% | 0 | 0 | 0 | 0 | 0 | 0 | 0% | 0% | 0% | 0% | 0% | 0% | 0 | 0 | 0 | 0 | 0 | 0 | 0 | 0 | 0 | 0 | 0 | 0 | 0 | 0 | 0 | 0 | 0 | 0 | 0 | 0 | 0 | 0 | 0 | 0 | 0 | 0 | 0 | 0 | 0 | 0 |  | 0 |  | No | 45 | #NAME? | 0 | #NAME? | 0 | #NAME? | 0 | #NAME? | 34.5321 | 30.1816 | #NAME? | 72.6249 | 34.6616 | #NAME? | #NAME? | #NAME? | 0 | #NAME? | 0 | #NAME? | 0 | #NAME? | 0 | 0 | 0 | 0 | #NAME? | 3.3358 | 0 | 0 | 0 | #NAME? | #NAME? | 5003.7185 | 0 | #NAME? | #NAME? | 0.51798 | #NAME? | 9239.103 | 3.1979 | 29545.5737 |  |  |  |  | 3592.9845 | 684.378 | 855.4725 |  | 2874.3876 | 547.5024 | 684.378 |  | 9239.103 |  | 21557.907 | 517475.3046 |  | 58.1343 | 1253254.8749 | #NAME? | #NAME? | #NAME? | #NAME? | #NAME? | 0 | #NAME?
2010Q4 | 2010 | 2010-10-01 | 2010 | 10 | #NAME? | 2010-10-01 | 2010-10-31 | 7.15% | 0.46394 |  |  | 0 | 0 | 0 | 0 | 0 | 0 | 0 | 0 | 0 | 0 | 0 | 0 | 0% | 0% | 0% | 0% | 0% | 0% | 0% | 0% | 0% | 0% | 0% | 0% | 0% | 0% | 0% | 0% | 0% | 0% | 0% | 0% | 0% | 0% | 0% | 0% | 0 | 21 | 5 | 5 | 0 | 31 | 1.5% | 14893.2 | 3546 | 3546 |  | 1 | 1 | 1 | 1 | 2978.64 | 709.2 | 709.2 |  | 1 | 1 | 1 | 1 | 21985.2 | 21985.2 | 4397.04 | 4397.04 | 10.7953 | 0 | 0 | 0 | 0 | 0 | 0 | 0 | 0 | 0 | 0 | 0 | 0 | 0 | 0 | 0 | 0 | 0 | 0 | 0% | 0% | 0% | 0% | 0% | 0% | 0% | 0% | 7733.0526 | 0 | 0 | 0 | 0 | 0 | 0 | 0% | 0 | 0 | 0 | 0 | 0 | 0 | 0% | 0% | 0% | 0% | 0% | 0% | 0 | 0 | 0 | 0 | 0 | 0 | 0 | 0 | 0 | 0 | 0 | 0 | 0 | 0 | 0 | 0 | 0 | 0 | 0 | 0 | 0 | 0 | 0 | 0 | 0 | 0 | 0 | 0 | 0 | 0 |  | 0 |  | No | 45 | 9308.25 | 2792.475 | 2216.25 | 664.875 | 2216.25 | 664.875 | 0 | 34.5321 | 30.1816 | 616846.3295 | 72.6249 | 34.6616 | 628588.0347 | 1245434.3642 | 9308.25 | 2792.475 | 2216.25 | 664.875 | 2216.25 | 664.875 | 0 | 0 | 0 | 0 | 0 | 235892.6336 | 3.4841 | 0 | 0 | 0 | 235892.6336 | 834152.6453 | 5400.2835 | 0 | 839552.9288 | 30062.0129 | 0.51811 | 0 | 12199.0379 | 3.1979 | 39011.1001 |  |  |  |  | 5389.4768 | 1283.2088 | 1283.2088 |  | 2874.3876 | 684.378 | 684.378 |  | 12199.0379 |  | 20950.5215 | 608172.5542 |  | 49.0656 | 1027950.4385 | 0 | 0 | 0 | 0 | 0 | 0 | 0
2010Q4 | 2010 | 2010-11-01 | 2010 | 11 | #NAME? | 2010-11-01 | 2010-11-30 | 7.15% | 0.46127 |  |  | 0 | 0 | 0 | 0 | 0 | 0 | 0 | 0 | 0 | 0 | 0 | 0 | 0% | 0% | 0% | 0% | 0% | 0% | 0% | 0% | 0% | 0% | 0% | 0% | 0% | 0% | 0% | 0% | 0% | 0% | 0% | 0% | 0% | 0% | 0% | 0% | 0 | #NAME? | #NAME? | #NAME? | 1 | 30 | 1.5% | 14893.2 | 2836.8 | 3546 |  | 1 | 1 | 1 | 1 | 2978.64 | 567.36 | 709.2 |  | 1 | 1 | 1 | 1 | 21276 | 21276 | 4255.2 | 4255.2 | 10.8802 | 0 | 0 | 0 | 0 | 0 | 0 | 0 | 0 | 0 | 0 | 0 | 0 | 0 | 0 | 0 | 0 | 0 | 0 | 0% | 0% | 0% | 0% | 0% | 0% | 0% | 0% | 7735.0836 | 0 | 0 | 0 | 0 | 0 | 0 | 0% | 0 | 0 | 0 | 0 | 0 | 0 | 0% | 0% | 0% | 0% | 0% | 0% | 0 | 0 | 0 | 0 | 0 | 0 | 0 | 0 | 0 | 0 | 0 | 0 | 0 | 0 | 0 | 0 | 0 | 0 | 0 | 0 | 0 | 0 | 0 | 0 | 0 | 0 | 0 | 0 | 0 | 0 |  | 0 |  | No | 45 | #NAME? | #NAME? | #NAME? | #NAME? | #NAME? | #NAME? | #NAME? | 34.5321 | 30.1816 | #NAME? | 72.6249 | 34.6616 | #NAME? | #NAME? | #NAME? | #NAME? | #NAME? | #NAME? | #NAME? | #NAME? | #NAME? | 0 | 0 | 0 | 0 | #NAME? | 3.6302 | 0 | 0 | 0 | #NAME? | #NAME? | 5445.3523 | 0 | #NAME? | #NAME? | 0.51825 | #NAME? | 11805.5205 | 3.1979 | 37752.6775 |  |  |  |  | 5389.4768 | 1026.567 | 1283.2088 |  | 2874.3876 | 547.5024 | 684.378 |  | 11805.5205 |  | 20274.6983 | 580337.5286 |  | 48.8688 | 990799.504 | #NAME? | #NAME? | #NAME? | #NAME? | #NAME? | 0 | #NAME?
2010Q4 | 2010 | 2010-12-01 | 2010 | 12 | #NAME? | 2010-12-01 | 2010-12-31 | 7.15% | 0.45853 |  |  | 0 | 0 | 0 | 0 | 0 | 0 | 0 | 0 | 0 | 0 | 0 | 0 | 0% | 0% | 0% | 0% | 0% | 0% | 0% | 0% | 0% | 0% | 0% | 0% | 0% | 0% | 0% | 0% | 0% | 0% | 0% | 0% | 0% | 0% | 0% | 0% | 0 | #NAME? | #NAME? | #NAME? | 1 | 31 | 1.5% | 16311.6 | 2127.6 | 3546 |  | 1 | 1 | 1 | 1 | 3262.32 | 425.52 | 709.2 |  | 1 | 1 | 1 | 1 | 21985.2 | 21985.2 | 4397.04 | 4397.04 | 10.9624 | 0 | 0 | 0 | 0 | 0 | 0 | 0 | 0 | 0 | 0 | 0 | 0 | 0 | 0 | 0 | 0 | 0 | 0 | 0% | 0% | 0% | 0% | 0% | 0% | 0% | 0% | 7737.1146 | 0 | 0 | 0 | 0 | 0 | 0 | 0% | 0 | 0 | 0 | 0 | 0 | 0 | 0% | 0% | 0% | 0% | 0% | 0% | 0 | 0 | 0 | 0 | 0 | 0 | 0 | 0 | 0 | 0 | 0 | 0 | 0 | 0 | 0 | 0 | 0 | 0 | 0 | 0 | 0 | 0 | 0 | 0 | 0 | 0 | 0 | 0 | 0 | 0 |  | 0 |  | No | 45 | #NAME? | #NAME? | #NAME? | #NAME? | #NAME? | #NAME? | #NAME? | 34.5321 | 30.1816 | #NAME? | 72.6249 | 34.6616 | #NAME? | #NAME? | #NAME? | #NAME? | #NAME? | #NAME? | #NAME? | #NAME? | #NAME? | 0 | 0 | 0 | 0 | #NAME? | 3.7846 | 0 | 0 | 0 | #NAME? | #NAME? | 5866.2033 | 0 | #NAME? | #NAME? | 0.51839 | #NAME? | 12199.0379 | 3.1979 | 39011.1001 |  |  |  |  | 5902.7603 | 769.9252 | 1283.2088 |  | 3148.1388 | 410.6268 | 684.378 |  | 12199.0379 |  | 20950.5215 | 572258.4617 |  | 46.6074 | 976449.9888 | #NAME? | #NAME? | #NAME? | #NAME? | #NAME? | 0 | #NAME?
2011Q1 | 2011 | 2011-01-01 | 2011 | 1 | #NAME? | 2011-01-01 | 2011-01-31 | 7.15% | 0.4558 |  |  | 0 | 0 | 0 | 0 | 0 | 0 | 0 | 0 | 0 | 0 | 0 | 0 | 0% | 0% | 0% | 0% | 0% | 0% | 0% | 0% | 0% | 0% | 0% | 0% | 0% | 0% | 0% | 0% | 0% | 0% | 0% | 0% | 0% | 0% | 0% | 0% | 0 | #NAME? | #NAME? | #NAME? | 1 | 31 | 1.5% | 14893.2 | 2836.8 | 4255.2 |  | 1 | 1 | 1 | 1 | 2978.64 | 567.36 | 851.04 |  | 1 | 1 | 1 | 1 | 21985.2 | 21985.2 | 4397.04 | 4397.04 | 11.0472 | 0 | 0 | 0 | 0 | 0 | 0 | 0 | 0 | 0 | 0 | 0 | 0 | 0 | 0 | 0 | 0 | 0 | 0 | 0% | 0% | 0% | 0% | 0% | 0% | 0% | 0% | 7739.1455 | 0 | 0 | 0 | 0 | 0 | 0 | 0% | 0 | 0 | 0 | 0 | 0 | 0 | 0% | 0% | 0% | 0% | 0% | 0% | 0 | 0 | 0 | 0 | 0 | 0 | 0 | 0 | 0 | 0 | 0 | 0 | 0 | 0 | 0 | 0 | 0 | 0 | 0 | 0 | 0 | 0 | 0 | 0 | 0 | 0 | 0 | 0 | 0 | 0 |  | 0 |  | No | 45 | #NAME? | #NAME? | #NAME? | #NAME? | #NAME? | #NAME? | #NAME? | 34.5321 | 30.1816 | #NAME? | 72.6249 | 34.6616 | #NAME? | #NAME? | #NAME? | #NAME? | #NAME? | #NAME? | #NAME? | #NAME? | #NAME? | 0 | 0 | 0 | 0 | #NAME? | 3.6077 | 0 | 0 | 0 | #NAME? | #NAME? | 5591.9773 | 0 | #NAME? | #NAME? | 0.51852 | #NAME? | 12199.0378 | 3.2938 | 40181.4331 |  |  |  |  | 5389.4768 | 1026.567 | 1539.8505 |  | 2874.3876 | 547.5024 | 821.2536 |  | 12199.0378 |  | 20950.5215 | 571616.3842 |  | 46.4987 | 974171.5981 | #NAME? | #NAME? | #NAME? | #NAME? | #NAME? | 0 | #NAME?
2011Q1 | 2011 | 2011-02-01 | 2011 | 2 | #NAME? | 2011-02-01 | 2011-02-28 | 7.15% | 0.45335 |  |  | 0 | 0 | 0 | 0 | 0 | 0 | 0 | 0 | 0 | 0 | 0 | 0 | 0% | 0% | 0% | 0% | 0% | 0% | 0% | 0% | 0% | 0% | 0% | 0% | 0% | 0% | 0% | 0% | 0% | 0% | 0% | 0% | 0% | 0% | 0% | 0% | 0 | 20 | 4 | 4 | 0 | 28 | 1.5% | 14184 | 2836.8 | 2836.8 |  | 1 | 1 | 1 | 1 | 2836.8 | 567.36 | 567.36 |  | 1 | 1 | 1 | 1 | 19857.6 | 19857.6 | 3971.52 | 3971.52 | 11.1321 | 0 | 0 | 0 | 0 | 0 | 0 | 0 | 0 | 0 | 0 | 0 | 0 | 0 | 0 | 0 | 0 | 0 | 0 | 0% | 0% | 0% | 0% | 0% | 0% | 0% | 0% | 7741.1765 | 0 | 0 | 0 | 0 | 0 | 0 | 0% | 0 | 0 | 0 | 0 | 0 | 0 | 0% | 0% | 0% | 0% | 0% | 0% | 0 | 0 | 0 | 0 | 0 | 0 | 0 | 0 | 0 | 0 | 0 | 0 | 0 | 0 | 0 | 0 | 0 | 0 | 0 | 0 | 0 | 0 | 0 | 0 | 0 | 0 | 0 | 0 | 0 | 0 |  | 0 |  | No | 45 | 8865 | 2659.5 | 1773 | 531.9 | 1773 | 531.9 | 0 | 34.5321 | 30.1816 | 557151.5235 | 72.6249 | 34.6616 | 567756.9346 | 1124908.458 | 8865 | 2659.5 | 1773 | 531.9 | 1773 | 531.9 | 0 | 0 | 0 | 0 | 0 | 213288.1457 | 3.3322 | 0 | 0 | 0 | 213288.1457 | 721822.35 | 4665.0228 | 0 | 726487.3727 | 27152.7858 | 0.51866 | 0 | 11018.4858 | 3.2938 | 36292.9073 |  |  |  |  | 5132.835 | 1026.567 | 1026.567 |  | 2737.512 | 547.5024 | 547.5024 |  | 11018.4858 |  | 18923.0517 | 428230.5952 |  | 38.5746 | 729948.7756 | 0 | 0 | 0 | 0 | 0 | 0 | 0
2011Q1 | 2011 | 2011-03-01 | 2011 | 3 | #NAME? | 2011-03-01 | 2011-03-31 | 7.15% | 0.45066 |  |  | 0 | 0 | 0 | 0 | 0 | 0 | 0 | 0 | 0 | 0 | 0 | 0 | 0% | 0% | 0% | 0% | 0% | 0% | 0% | 0% | 0% | 0% | 0% | 0% | 0% | 0% | 0% | 0% | 0% | 0% | 0% | 0% | 0% | 0% | 0% | 0% | 0 | 23 | 4 | 4 | 0 | 31 | 1.5% | 16311.6 | 2836.8 | 2836.8 |  | 1 | 1 | 1 | 1 | 3262.32 | 567.36 | 567.36 |  | 1 | 1 | 1 | 1 | 21985.2 | 21985.2 | 4397.04 | 4397.04 | 11.2088 | 0 | 0 | 0 | 0 | 0 | 0 | 0 | 0 | 0 | 0 | 0 | 0 | 0 | 0 | 0 | 0 | 0 | 0 | 0% | 0% | 0% | 0% | 0% | 0% | 0% | 0% | 7743.2074 | 0 | 0 | 0 | 0 | 0 | 0 | 0% | 0 | 0 | 0 | 0 | 0 | 0 | 0% | 0% | 0% | 0% | 0% | 0% | 0 | 0 | 0 | 0 | 0 | 0 | 0 | 0 | 0 | 0 | 0 | 0 | 0 | 0 | 0 | 0 | 0 | 0 | 0 | 0 | 0 | 0 | 0 | 0 | 0 | 0 | 0 | 0 | 0 | 0 |  | 0 |  | No | 45 | 10194.75 | 3058.425 | 1773 | 531.9 | 1773 | 531.9 | 0 | 34.5321 | 30.1816 | 616846.3295 | 72.6249 | 34.6616 | 628588.0347 | 1245434.3642 | 10194.75 | 3058.425 | 1773 | 531.9 | 1773 | 531.9 | 0 | 0 | 0 | 0 | 0 | 236202.4003 | 3.1533 | 0 | 0 | 0 | 236202.4003 | 757117.8204 | 4887.5799 | 0 | 762005.4003 | 30062.0128 | 0.51879 | 0 | 12199.0378 | 3.2938 | 40181.4331 |  |  |  |  | 5902.7603 | 1026.567 | 1026.567 |  | 3148.1388 | 547.5024 | 547.5024 |  | 12199.0378 |  | 20950.5215 | 462727.3931 |  | 37.309 | 781642.911 | 0 | 0 | 0 | 0 | 0 | 0 | 0
2011Q2 | 2011 | 2011-04-01 | 2011 | 4 | #NAME? | 2011-04-01 | 2011-04-30 | 7.15% | 0.44806 |  |  | 0 | 0 | 0 | 0 | 0 | 0 | 0 | 0 | 0 | 0 | 0 | 0 | 0% | 0% | 0% | 0% | 0% | 0% | 0% | 0% | 0% | 0% | 0% | 0% | 0% | 0% | 0% | 0% | 0% | 0% | 0% | 0% | 0% | 0% | 0% | 0% | 0 | 21 | 5 | 4 | 0 | 30 | 1.5% | 14893.2 | 3546 | 2836.8 |  | 1 | 1 | 1 | 1 | 2978.64 | 709.2 | 567.36 |  | 1 | 1 | 1 | 1 | 21276 | 21276 | 4255.2 | 4255.2 | 11.2936 | 0 | 0 | 0 | 0 | 0 | 0 | 0 | 0 | 0 | 0 | 0 | 0 | 0 | 0 | 0 | 0 | 0 | 0 | 0% | 0% | 0% | 0% | 0% | 0% | 0% | 0% | 7745.2384 | 0 | 0 | 0 | 0 | 0 | 0 | 0% | 0 | 0 | 0 | 0 | 0 | 0 | 0% | 0% | 0% | 0% | 0% | 0% | 0 | 0 | 0 | 0 | 0 | 0 | 0 | 0 | 0 | 0 | 0 | 0 | 0 | 0 | 0 | 0 | 0 | 0 | 0 | 0 | 0 | 0 | 0 | 0 | 0 | 0 | 0 | 0 | 0 | 0 |  | 0 |  | No | 45 | 9308.25 | 2792.475 | 2216.25 | 664.875 | 1773 | 531.9 | 0 | 34.5321 | 30.1816 | 596948.0609 | 72.6249 | 34.6616 | 608311.0013 | 1205259.0622 | 9308.25 | 2792.475 | 2216.25 | 664.875 | 1773 | 531.9 | 0 | 0 | 0 | 0 | 0 | 228642.9229 | 3.0587 | 0 | 0 | 0 | 228642.9229 | 711257.0917 | 4588.0151 | 0 | 715845.1069 | 29092.2705 | 0.51893 | 0 | 11805.5205 | 3.2938 | 38885.2579 |  |  |  |  | 5389.4768 | 1283.2088 | 1026.567 |  | 2874.3876 | 684.378 | 547.5024 |  | 11805.5205 |  | 20274.6983 | 431624.3068 |  | 35.9006 | 727873.4031 | 0 | 0 | 0 | 0 | 0 | 0 | 0
2011Q2 | 2011 | 2011-05-01 | 2011 | 5 | #NAME? | 2011-05-01 | 2011-05-31 | 7.15% | 0.4454 |  |  | 0 | 0 | 0 | 0 | 0 | 0 | 0 | 0 | 0 | 0 | 0 | 0 | 0% | 0% | 0% | 0% | 0% | 0% | 0% | 0% | 0% | 0% | 0% | 0% | 0% | 0% | 0% | 0% | 0% | 0% | 0% | 0% | 0% | 0% | 0% | 0% | 0 | #NAME? | #NAME? | #NAME? | 1 | 31 | 1.5% | 14893.2 | 2836.8 | 4255.2 |  | 1 | 1 | 1 | 1 | 2978.64 | 567.36 | 851.04 |  | 1 | 1 | 1 | 1 | 21985.2 | 21985.2 | 4397.04 | 4397.04 | 11.3758 | 0 | 0 | 0 | 0 | 0 | 0 | 0 | 0 | 0 | 0 | 0 | 0 | 0 | 0 | 0 | 0 | 0 | 0 | 0% | 0% | 0% | 0% | 0% | 0% | 0% | 0% | 7747.2694 | 0 | 0 | 0 | 0 | 0 | 0 | 0% | 0 | 0 | 0 | 0 | 0 | 0 | 0% | 0% | 0% | 0% | 0% | 0% | 0 | 0 | 0 | 0 | 0 | 0 | 0 | 0 | 0 | 0 | 0 | 0 | 0 | 0 | 0 | 0 | 0 | 0 | 0 | 0 | 0 | 0 | 0 | 0 | 0 | 0 | 0 | 0 | 0 | 0 |  | 0 |  | No | 45 | #NAME? | 0 | #NAME? | 0 | #NAME? | 0 | #NAME? | 35.3609 | 30.906 | #NAME? | 74.3679 | 35.4935 | #NAME? | #NAME? | #NAME? | 0 | #NAME? | 0 | #NAME? | 0 | #NAME? | 0 | 0 | 0 | 0 | #NAME? | 3.0356 | 0 | 0 | 0 | #NAME? | #NAME? | 4705.1942 | 0 | #NAME? | #NAME? | 0.51907 | #NAME? | 9547.0731 | 3.2938 | 31446.339 |  |  |  |  | 3592.9845 | 684.378 | 1026.567 |  | 2874.3876 | 547.5024 | 821.2536 |  | 9547.0731 |  | 22276.5039 | 355470.6599 |  | 37.7248 | 840375.5742 | #NAME? | #NAME? | #NAME? | #NAME? | #NAME? | 0 | #NAME?
2011Q2 | 2011 | 2011-06-01 | 2011 | 6 | #NAME? | 2011-06-01 | 2011-06-30 | 7.15% | 0.44284 |  |  | 0 | 0 | 0 | 0 | 0 | 0 | 0 | 0 | 0 | 0 | 0 | 0 | 0% | 0% | 0% | 0% | 0% | 0% | 0% | 0% | 0% | 0% | 0% | 0% | 0% | 0% | 0% | 0% | 0% | 0% | 0% | 0% | 0% | 0% | 0% | 0% | 0 | 22 | 4 | 4 | 0 | 30 | 1.5% | 15602.4 | 2836.8 | 2836.8 |  | 1 | 1 | 1 | 1 | 3120.48 | 567.36 | 567.36 |  | 1 | 1 | 1 | 1 | 21276 | 21276 | 4255.2 | 4255.2 | 11.4606 | 0 | 0 | 0 | 0 | 0 | 0 | 0 | 0 | 0 | 0 | 0 | 0 | 0 | 0 | 0 | 0 | 0 | 0 | 0% | 0% | 0% | 0% | 0% | 0% | 0% | 0% | 7749.3003 | 0 | 0 | 0 | 0 | 0 | 0 | 0% | 0 | 0 | 0 | 0 | 0 | 0 | 0% | 0% | 0% | 0% | 0% | 0% | 0 | 0 | 0 | 0 | 0 | 0 | 0 | 0 | 0 | 0 | 0 | 0 | 0 | 0 | 0 | 0 | 0 | 0 | 0 | 0 | 0 | 0 | 0 | 0 | 0 | 0 | 0 | 0 | 0 | 0 |  | 0 |  | No | 45 | 11701.8 | 0 | 2127.6 | 0 | 2127.6 | 0 | 0 | 35.3609 | 30.906 | 564253.6747 | 74.3679 | 35.4935 | 1204760.1391 | 1769013.8139 | 11701.8 | 0 | 2127.6 | 0 | 2127.6 | 0 | 0 | 0 | 0 | 0 | 0 | 197848.9363 | 3.0723 | 0 | 0 | 0 | 197848.9363 | 618154.78 | 4608.4164 | 0 | 622763.1964 | 25196.103 | 0.5192 | 0 | 9239.103 | 3.2938 | 30431.9409 |  |  |  |  | 3764.079 | 684.378 | 684.378 |  | 3011.2632 | 547.5024 | 547.5024 |  | 9239.103 |  | 21557.907 | 338829.062 |  | 37.9391 | 817887.5157 | 0 | 0 | 0 | 0 | 0 | 0 | 0
2011Q3 | 2011 | 2011-07-01 | 2011 | 7 | #NAME? | 2011-07-01 | 2011-07-31 | 7.15% | 0.4402 |  |  | 0 | 0 | 0 | 0 | 0 | 0 | 0 | 0 | 0 | 0 | 0 | 0 | 0% | 0% | 0% | 0% | 0% | 0% | 0% | 0% | 0% | 0% | 0% | 0% | 0% | 0% | 0% | 0% | 0% | 0% | 0% | 0% | 0% | 0% | 0% | 0% | 0 | #NAME? | #NAME? | #NAME? | 1 | 31 | 1.5% | 14184 | 3546 | 4255.2 |  | 1 | 1 | 1 | 1 | 2836.8 | 709.2 | 851.04 |  | 1 | 1 | 1 | 1 | 21985.2 | 21985.2 | 4397.04 | 4397.04 | 11.5428 | 0 | 0 | 0 | 0 | 0 | 0 | 0 | 0 | 0 | 0 | 0 | 0 | 0 | 0 | 0 | 0 | 0 | 0 | 0% | 0% | 0% | 0% | 0% | 0% | 0% | 0% | 7751.3313 | 0 | 0 | 0 | 0 | 0 | 0 | 0% | 0 | 0 | 0 | 0 | 0 | 0 | 0% | 0% | 0% | 0% | 0% | 0% | 0 | 0 | 0 | 0 | 0 | 0 | 0 | 0 | 0 | 0 | 0 | 0 | 0 | 0 | 0 | 0 | 0 | 0 | 0 | 0 | 0 | 0 | 0 | 0 | 0 | 0 | 0 | 0 | 0 | 0 |  | 0 |  | No | 45 | #NAME? | 0 | #NAME? | 0 | #NAME? | 0 | #NAME? | 35.3609 | 30.906 | #NAME? | 74.3679 | 35.4935 | #NAME? | #NAME? | #NAME? | 0 | #NAME? | 0 | #NAME? | 0 | #NAME? | 0 | 0 | 0 | 0 | #NAME? | 3.1561 | 0 | 0 | 0 | #NAME? | #NAME? | 4892.0151 | 0 | #NAME? | #NAME? | 0.51934 | #NAME? | 9547.0731 | 3.2938 | 31446.339 |  |  |  |  | 3421.89 | 855.4725 | 1026.567 |  | 2737.512 | 684.378 | 821.2536 |  | 9547.0731 |  | 22276.5039 | 473902.2087 |  | 52.5659 | 1170984.6563 | #NAME? | #NAME? | #NAME? | #NAME? | #NAME? | 0 | #NAME?
2011Q3 | 2011 | 2011-08-01 | 2011 | 8 | #NAME? | 2011-08-01 | 2011-08-31 | 7.15% | 0.43759 |  |  | 0 | 0 | 0 | 0 | 0 | 0 | 0 | 0 | 0 | 0 | 0 | 0 | 0% | 0% | 0% | 0% | 0% | 0% | 0% | 0% | 0% | 0% | 0% | 0% | 0% | 0% | 0% | 0% | 0% | 0% | 0% | 0% | 0% | 0% | 0% | 0% | 0 | 23 | 4 | 4 | 0 | 31 | 1.5% | 16311.6 | 2836.8 | 2836.8 |  | 1 | 1 | 1 | 1 | 3262.32 | 567.36 | 567.36 |  | 1 | 1 | 1 | 1 | 21985.2 | 21985.2 | 4397.04 | 4397.04 | 11.6277 | 0 | 0 | 0 | 0 | 0 | 0 | 0 | 0 | 0 | 0 | 0 | 0 | 0 | 0 | 0 | 0 | 0 | 0 | 0% | 0% | 0% | 0% | 0% | 0% | 0% | 0% | 7753.3622 | 0 | 0 | 0 | 0 | 0 | 0 | 0% | 0 | 0 | 0 | 0 | 0 | 0 | 0% | 0% | 0% | 0% | 0% | 0% | 0 | 0 | 0 | 0 | 0 | 0 | 0 | 0 | 0 | 0 | 0 | 0 | 0 | 0 | 0 | 0 | 0 | 0 | 0 | 0 | 0 | 0 | 0 | 0 | 0 | 0 | 0 | 0 | 0 | 0 |  | 0 |  | No | 45 | 12233.7 | 0 | 2127.6 | 0 | 2127.6 | 0 | 0 | 35.3609 | 30.906 | 583062.1306 | 74.3679 | 35.4935 | 1244918.8104 | 1827980.941 | 12233.7 | 0 | 2127.6 | 0 | 2127.6 | 0 | 0 | 0 | 0 | 0 | 0 | 204551.0634 | 3.2752 | 0 | 0 | 0 | 204551.0634 | 680610.7339 | 5076.6205 | 0 | 685687.3544 | 26035.9731 | 0.51948 | 0 | 9547.0731 | 3.2938 | 31446.339 |  |  |  |  | 3935.1735 | 684.378 | 684.378 |  | 3148.1388 | 547.5024 | 547.5024 |  | 9547.0731 |  | 22276.5039 | 649530.8268 |  | 71.6338 | 1595750.9421 | 0 | 0 | 0 | 0 | 0 | 0 | 0
2011Q3 | 2011 | 2011-09-01 | 2011 | 9 | #NAME? | 2011-09-01 | 2011-09-30 | 7.15% | 0.43507 |  |  | 0 | 0 | 0 | 0 | 0 | 0 | 0 | 0 | 0 | 0 | 0 | 0 | 0% | 0% | 0% | 0% | 0% | 0% | 0% | 0% | 0% | 0% | 0% | 0% | 0% | 0% | 0% | 0% | 0% | 0% | 0% | 0% | 0% | 0% | 0% | 0% | 0 | #NAME? | #NAME? | #NAME? | 1 | 30 | 1.5% | 14893.2 | 2836.8 | 3546 |  | 1 | 1 | 1 | 1 | 2978.64 | 567.36 | 709.2 |  | 1 | 1 | 1 | 1 | 21276 | 21276 | 4255.2 | 4255.2 | 11.7125 | 0 | 0 | 0 | 0 | 0 | 0 | 0 | 0 | 0 | 0 | 0 | 0 | 0 | 0 | 0 | 0 | 0 | 0 | 0% | 0% | 0% | 0% | 0% | 0% | 0% | 0% | 7755.3932 | 0 | 0 | 0 | 0 | 0 | 0 | 0% | 0 | 0 | 0 | 0 | 0 | 0 | 0% | 0% | 0% | 0% | 0% | 0% | 0 | 0 | 0 | 0 | 0 | 0 | 0 | 0 | 0 | 0 | 0 | 0 | 0 | 0 | 0 | 0 | 0 | 0 | 0 | 0 | 0 | 0 | 0 | 0 | 0 | 0 | 0 | 0 | 0 | 0 |  | 0 |  | No | 45 | #NAME? | 0 | #NAME? | 0 | #NAME? | 0 | #NAME? | 35.3609 | 30.906 | #NAME? | 74.3679 | 35.4935 | #NAME? | #NAME? | #NAME? | 0 | #NAME? | 0 | #NAME? | 0 | #NAME? | 0 | 0 | 0 | 0 | #NAME? | 3.417 | 0 | 0 | 0 | #NAME? | #NAME? | 5125.5594 | 0 | #NAME? | #NAME? | 0.51961 | #NAME? | 9239.103 | 3.2938 | 30431.9409 |  |  |  |  | 3592.9845 | 684.378 | 855.4725 |  | 2874.3876 | 547.5024 | 684.378 |  | 9239.103 |  | 21557.907 | 527134.0361 |  | 59.2194 | 1276647.01 | #NAME? | #NAME? | #NAME? | #NAME? | #NAME? | 0 | #NAME?
2011Q4 | 2011 | 2011-10-01 | 2011 | 10 | #NAME? | 2011-10-01 | 2011-10-31 | 7.15% | 0.43248 |  |  | 0 | 0 | 0 | 0 | 0 | 0 | 0 | 0 | 0 | 0 | 0 | 0 | 0% | 0% | 0% | 0% | 0% | 0% | 0% | 0% | 0% | 0% | 0% | 0% | 0% | 0% | 0% | 0% | 0% | 0% | 0% | 0% | 0% | 0% | 0% | 0% | 0 | 21 | 5 | 5 | 0 | 31 | 1.5% | 14893.2 | 3546 | 3546 |  | 1 | 1 | 1 | 1 | 2978.64 | 709.2 | 709.2 |  | 1 | 1 | 1 | 1 | 21985.2 | 21985.2 | 4397.04 | 4397.04 | 11.7947 | 0 | 0 | 0 | 0 | 0 | 0 | 0 | 0 | 0 | 0 | 0 | 0 | 0 | 0 | 0 | 0 | 0 | 0 | 0% | 0% | 0% | 0% | 0% | 0% | 0% | 0% | 7757.4242 | 0 | 0 | 0 | 0 | 0 | 0 | 0% | 0 | 0 | 0 | 0 | 0 | 0 | 0% | 0% | 0% | 0% | 0% | 0% | 0 | 0 | 0 | 0 | 0 | 0 | 0 | 0 | 0 | 0 | 0 | 0 | 0 | 0 | 0 | 0 | 0 | 0 | 0 | 0 | 0 | 0 | 0 | 0 | 0 | 0 | 0 | 0 | 0 | 0 |  | 0 |  | No | 45 | 9308.25 | 2792.475 | 2216.25 | 664.875 | 2216.25 | 664.875 | 0 | 35.3609 | 30.906 | 631650.6415 | 74.3679 | 35.4935 | 643674.1475 | 1275324.789 | 9308.25 | 2792.475 | 2216.25 | 664.875 | 2216.25 | 664.875 | 0 | 0 | 0 | 0 | 0 | 236636.0738 | 3.5689 | 0 | 0 | 0 | 236636.0738 | 856857.0506 | 5531.7808 | 0 | 862388.8314 | 30062.0129 | 0.51975 | 0 | 12199.0379 | 3.2938 | 40181.4331 |  |  |  |  | 5389.4768 | 1283.2088 | 1283.2088 |  | 2874.3876 | 684.378 | 684.378 |  | 12199.0379 |  | 20950.5215 | 598437.7668 |  | 48.2803 | 1011496.4259 | 0 | 0 | 0 | 0 | 0 | 0 | 0
2011Q4 | 2011 | 2011-11-01 | 2011 | 11 | #NAME? | 2011-11-01 | 2011-11-30 | 7.15% | 0.43 |  |  | 0 | 0 | 0 | 0 | 0 | 0 | 0 | 0 | 0 | 0 | 0 | 0 | 0% | 0% | 0% | 0% | 0% | 0% | 0% | 0% | 0% | 0% | 0% | 0% | 0% | 0% | 0% | 0% | 0% | 0% | 0% | 0% | 0% | 0% | 0% | 0% | 0 | #NAME? | #NAME? | #NAME? | 1 | 30 | 1.5% | 14893.2 | 2836.8 | 3546 |  | 1 | 1 | 1 | 1 | 2978.64 | 567.36 | 709.2 |  | 1 | 1 | 1 | 1 | 21276 | 21276 | 4255.2 | 4255.2 | 11.8795 | 0 | 0 | 0 | 0 | 0 | 0 | 0 | 0 | 0 | 0 | 0 | 0 | 0 | 0 | 0 | 0 | 0 | 0 | 0% | 0% | 0% | 0% | 0% | 0% | 0% | 0% | 7759.4551 | 0 | 0 | 0 | 0 | 0 | 0 | 0% | 0 | 0 | 0 | 0 | 0 | 0 | 0% | 0% | 0% | 0% | 0% | 0% | 0 | 0 | 0 | 0 | 0 | 0 | 0 | 0 | 0 | 0 | 0 | 0 | 0 | 0 | 0 | 0 | 0 | 0 | 0 | 0 | 0 | 0 | 0 | 0 | 0 | 0 | 0 | 0 | 0 | 0 |  | 0 |  | No | 45 | #NAME? | #NAME? | #NAME? | #NAME? | #NAME? | #NAME? | #NAME? | 35.3609 | 30.906 | #NAME? | 74.3679 | 35.4935 | #NAME? | #NAME? | #NAME? | #NAME? | #NAME? | #NAME? | #NAME? | #NAME? | #NAME? | 0 | 0 | 0 | 0 | #NAME? | 3.7186 | 0 | 0 | 0 | #NAME? | #NAME? | 5577.947 | 0 | #NAME? | #NAME? | 0.51988 | #NAME? | 11805.5205 | 3.2938 | 38885.2579 |  |  |  |  | 5389.4768 | 1026.567 | 1283.2088 |  | 2874.3876 | 547.5024 | 684.378 |  | 11805.5205 |  | 20274.6983 | 575823.2457 |  | 48.4886 | 983092.3524 | #NAME? | #NAME? | #NAME? | #NAME? | #NAME? | 0 | #NAME?
2011Q4 | 2011 | 2011-12-01 | 2011 | 12 | #NAME? | 2011-12-01 | 2011-12-31 | 7.15% | 0.42744 |  |  | 0 | 0 | 0 | 0 | 0 | 0 | 0 | 0 | 0 | 0 | 0 | 0 | 0% | 0% | 0% | 0% | 0% | 0% | 0% | 0% | 0% | 0% | 0% | 0% | 0% | 0% | 0% | 0% | 0% | 0% | 0% | 0% | 0% | 0% | 0% | 0% | 0 | #NAME? | #NAME? | #NAME? | 1 | 31 | 1.5% | 14893.2 | 3546 | 3546 |  | 1 | 1 | 1 | 1 | 2978.64 | 709.2 | 709.2 |  | 1 | 1 | 1 | 1 | 21985.2 | 21985.2 | 4397.04 | 4397.04 | 11.9617 | 0 | 0 | 0 | 0 | 0 | 0 | 0 | 0 | 0 | 0 | 0 | 0 | 0 | 0 | 0 | 0 | 0 | 0 | 0% | 0% | 0% | 0% | 0% | 0% | 0% | 0% | 7717.648 | 0 | 0 | 0 | 0 | 0 | 0 | 0% | 0 | 0 | 0 | 0 | 0 | 0 | 0% | 0% | 0% | 0% | 0% | 0% | 0 | 0 | 0 | 0 | 0 | 0 | 0 | 0 | 0 | 0 | 0 | 0 | 0 | 0 | 0 | 0 | 0 | 0 | 0 | 0 | 0 | 0 | 0 | 0 | 0 | 0 | 0 | 0 | 0 | 0 |  | 0 |  | No | 45 | #NAME? | #NAME? | #NAME? | #NAME? | #NAME? | #NAME? | #NAME? | 35.3609 | 30.906 | #NAME? | 74.3679 | 35.4935 | #NAME? | #NAME? | #NAME? | #NAME? | #NAME? | #NAME? | #NAME? | #NAME? | #NAME? | 0 | 0 | 0 | 0 | #NAME? | 3.8768 | 0 | 0 | 0 | #NAME? | #NAME? | 6009.0457 | 0 | #NAME? | #NAME? | 0.51708 | #NAME? | 12199.0379 | 3.2938 | 40181.4331 |  |  |  |  | 5389.4768 | 1283.2088 | 1283.2088 |  | 2874.3876 | 684.378 | 684.378 |  | 12199.0379 |  | 20950.5215 | 589594.9681 |  | 48.0194 | 1006031.4325 | #NAME? | #NAME? | #NAME? | #NAME? | #NAME? | 0 | #NAME?
2012Q1 | 2012 | 2012-01-01 | 2012 | 1 | #NAME? | 2012-01-01 | 2012-01-31 | 7.15% | 0.4249 |  |  | 0 | 0 | 0 | 0 | 0 | 0 | 0 | 0 | 0 | 0 | 0 | 0 | 0% | 0% | 0% | 0% | 0% | 0% | 0% | 0% | 0% | 0% | 0% | 0% | 0% | 0% | 0% | 0% | 0% | 0% | 0% | 0% | 0% | 0% | 0% | 0% | 0 | #NAME? | #NAME? | #NAME? | 1 | 31 | 1.5% | 14893.2 | 2836.8 | 4255.2 |  | 1 | 1 | 1 | 1 | 2978.64 | 567.36 | 851.04 |  | 1 | 1 | 1 | 1 | 21985.2 | 21985.2 | 4397.04 | 4397.04 | 12.0465 | 0 | 0 | 0 | 0 | 0 | 0 | 0 | 0 | 0 | 0 | 0 | 0 | 0 | 0 | 0 | 0 | 0 | 0 | 0% | 0% | 0% | 0% | 0% | 0% | 0% | 0% | 7718.9509 | 0 | 0 | 0 | 0 | 0 | 0 | 0% | 0 | 0 | 0 | 0 | 0 | 0 | 0% | 0% | 0% | 0% | 0% | 0% | 0 | 0 | 0 | 0 | 0 | 0 | 0 | 0 | 0 | 0 | 0 | 0 | 0 | 0 | 0 | 0 | 0 | 0 | 0 | 0 | 0 | 0 | 0 | 0 | 0 | 0 | 0 | 0 | 0 | 0 |  | 0 |  | No | 45 | #NAME? | #NAME? | #NAME? | #NAME? | #NAME? | #NAME? | #NAME? | 35.3609 | 30.906 | #NAME? | 74.3679 | 35.4935 | #NAME? | #NAME? | #NAME? | #NAME? | #NAME? | #NAME? | #NAME? | #NAME? | #NAME? | 0 | 0 | 0 | 0 | #NAME? | 3.6933 | 0 | 0 | 0 | #NAME? | #NAME? | 5724.592 | 0 | #NAME? | #NAME? | 0.51717 | #NAME? | 12199.0378 | 3.3926 | 41386.8761 |  |  |  |  | 5389.4768 | 1026.567 | 1539.8505 |  | 2874.3876 | 547.5024 | 821.2536 |  | 12199.0378 |  | 20950.5215 | 584321.5654 |  | 47.5322 | 995824.2782 | #NAME? | #NAME? | #NAME? | #NAME? | #NAME? | 0 | #NAME?
2012Q1 | 2012 | 2012-02-01 | 2012 | 2 | #NAME? | 2012-02-01 | 2012-02-29 | 7.15% | 0.42253 |  |  | 0 | 0 | 0 | 0 | 0 | 0 | 0 | 0 | 0 | 0 | 0 | 0 | 0% | 0% | 0% | 0% | 0% | 0% | 0% | 0% | 0% | 0% | 0% | 0% | 0% | 0% | 0% | 0% | 0% | 0% | 0% | 0% | 0% | 0% | 0% | 0% | 0 | 21 | 4 | 4 | 0 | 29 | 1.5% | 14893.2 | 2836.8 | 2836.8 |  | 1 | 1 | 1 | 1 | 2978.64 | 567.36 | 567.36 |  | 1 | 1 | 1 | 1 | 20566.8 | 20566.8 | 4113.36 | 4113.36 | 12.1314 | 0 | 0 | 0 | 0 | 0 | 0 | 0 | 0 | 0 | 0 | 0 | 0 | 0 | 0 | 0 | 0 | 0 | 0 | 0% | 0% | 0% | 0% | 0% | 0% | 0% | 0% | 7720.2538 | 0 | 0 | 0 | 0 | 0 | 0 | 0% | 0 | 0 | 0 | 0 | 0 | 0 | 0% | 0% | 0% | 0% | 0% | 0% | 0 | 0 | 0 | 0 | 0 | 0 | 0 | 0 | 0 | 0 | 0 | 0 | 0 | 0 | 0 | 0 | 0 | 0 | 0 | 0 | 0 | 0 | 0 | 0 | 0 | 0 | 0 | 0 | 0 | 0 |  | 0 |  | No | 45 | 9308.25 | 2792.475 | 1773 | 531.9 | 1773 | 531.9 | 0 | 35.3609 | 30.906 | 590898.9872 | 74.3679 | 35.4935 | 602146.7832 | 1193045.7703 | 9308.25 | 2792.475 | 1773 | 531.9 | 1773 | 531.9 | 0 | 0 | 0 | 0 | 0 | 220308.5196 | 3.4112 | 0 | 0 | 0 | 220308.5196 | 762990.4965 | 4946.2137 | 0 | 767936.7101 | 28122.5282 | 0.51726 | 0 | 11412.0031 | 3.3926 | 38716.7551 |  |  |  |  | 5389.4768 | 1026.567 | 1026.567 |  | 2874.3876 | 547.5024 | 547.5024 |  | 11412.0031 |  | 19598.875 | 447130.6242 |  | 38.8882 | 762165.187 | 0 | 0 | 0 | 0 | 0 | 0 | 0
2012Q1 | 2012 | 2012-03-01 | 2012 | 3 | #NAME? | 2012-03-01 | 2012-03-31 | 7.15% | 0.42002 |  |  | 0 | 0 | 0 | 0 | 0 | 0 | 0 | 0 | 0 | 0 | 0 | 0 | 0% | 0% | 0% | 0% | 0% | 0% | 0% | 0% | 0% | 0% | 0% | 0% | 0% | 0% | 0% | 0% | 0% | 0% | 0% | 0% | 0% | 0% | 0% | 0% | 0 | 22 | 5 | 4 | 0 | 31 | 1.5% | 15602.4 | 3546 | 2836.8 |  | 1 | 1 | 1 | 1 | 3120.48 | 709.2 | 567.36 |  | 1 | 1 | 1 | 1 | 21985.2 | 21985.2 | 4397.04 | 4397.04 | 12.2108 | 0 | 0 | 0 | 0 | 0 | 0 | 0 | 0 | 0 | 0 | 0 | 0 | 0 | 0 | 0 | 0 | 0 | 0 | 0% | 0% | 0% | 0% | 0% | 0% | 0% | 0% | 7721.5566 | 0 | 0 | 0 | 0 | 0 | 0 | 0% | 0 | 0 | 0 | 0 | 0 | 0 | 0% | 0% | 0% | 0% | 0% | 0% | 0 | 0 | 0 | 0 | 0 | 0 | 0 | 0 | 0 | 0 | 0 | 0 | 0 | 0 | 0 | 0 | 0 | 0 | 0 | 0 | 0 | 0 | 0 | 0 | 0 | 0 | 0 | 0 | 0 | 0 |  | 0 |  | No | 45 | 9751.5 | 2925.45 | 2216.25 | 664.875 | 1773 | 531.9 | 0 | 35.3609 | 30.906 | 631650.6415 | 74.3679 | 35.4935 | 643674.1475 | 1275324.789 | 9751.5 | 2925.45 | 2216.25 | 664.875 | 1773 | 531.9 | 0 | 0 | 0 | 0 | 0 | 235541.9543 | 3.2282 | 0 | 0 | 0 | 235541.9543 | 772656.0166 | 5003.761 | 0 | 777659.7776 | 30062.0129 | 0.51734 | 0 | 12199.0378 | 3.3926 | 41386.8761 |  |  |  |  | 5646.1185 | 1283.2088 | 1026.567 |  | 3011.2632 | 684.378 | 547.5024 |  | 12199.0378 |  | 20950.5215 | 464211.5444 |  | 37.4287 | 784149.9516 | 0 | 0 | 0 | 0 | 0 | 0 | 0
2012Q2 | 2012 | 2012-04-01 | 2012 | 4 | #NAME? | 2012-04-01 | 2012-04-30 | 7.15% | 0.41761 |  |  | 0 | 0 | 0 | 0 | 0 | 0 | 0 | 0 | 0 | 0 | 0 | 0 | 0% | 0% | 0% | 0% | 0% | 0% | 0% | 0% | 0% | 0% | 0% | 0% | 0% | 0% | 0% | 0% | 0% | 0% | 0% | 0% | 0% | 0% | 0% | 0% | 0 | 21 | 4 | 5 | 0 | 30 | 1.5% | 14893.2 | 2836.8 | 3546 |  | 1 | 1 | 1 | 1 | 2978.64 | 567.36 | 709.2 |  | 1 | 1 | 1 | 1 | 21276 | 21276 | 4255.2 | 4255.2 | 12.2957 | 0 | 0 | 0 | 0 | 0 | 0 | 0 | 0 | 0 | 0 | 0 | 0 | 0 | 0 | 0 | 0 | 0 | 0 | 0% | 0% | 0% | 0% | 0% | 0% | 0% | 0% | 7722.8595 | 0 | 0 | 0 | 0 | 0 | 0 | 0% | 0 | 0 | 0 | 0 | 0 | 0 | 0% | 0% | 0% | 0% | 0% | 0% | 0 | 0 | 0 | 0 | 0 | 0 | 0 | 0 | 0 | 0 | 0 | 0 | 0 | 0 | 0 | 0 | 0 | 0 | 0 | 0 | 0 | 0 | 0 | 0 | 0 | 0 | 0 | 0 | 0 | 0 |  | 0 |  | No | 45 | 9308.25 | 2792.475 | 1773 | 531.9 | 2216.25 | 664.875 | 0 | 35.3609 | 30.906 | 611274.8143 | 74.3679 | 35.4935 | 622910.4653 | 1234185.2797 | 9308.25 | 2792.475 | 1773 | 531.9 | 2216.25 | 664.875 | 0 | 0 | 0 | 0 | 0 | 227982.2883 | 3.1314 | 0 | 0 | 0 | 227982.2883 | 725777.8729 | 4697.0754 | 0 | 730474.9483 | 29092.2705 | 0.51743 | 0 | 11805.5205 | 3.3926 | 40051.8156 |  |  |  |  | 5389.4768 | 1026.567 | 1283.2088 |  | 2874.3876 | 547.5024 | 684.378 |  | 11805.5205 |  | 20274.6983 | 444087.9681 |  | 36.9373 | 748891.6066 | 0 | 0 | 0 | 0 | 0 | 0 | 0
2012Q2 | 2012 | 2012-05-01 | 2012 | 5 | #NAME? | 2012-05-01 | 2012-05-31 | 7.15% | 0.41512 |  |  | 0 | 0 | 0 | 0 | 0 | 0 | 0 | 0 | 0 | 0 | 0 | 0 | 0% | 0% | 0% | 0% | 0% | 0% | 0% | 0% | 0% | 0% | 0% | 0% | 0% | 0% | 0% | 0% | 0% | 0% | 0% | 0% | 0% | 0% | 0% | 0% | 0 | #NAME? | #NAME? | #NAME? | 1 | 31 | 1.5% | 15602.4 | 2836.8 | 3546 |  | 1 | 1 | 1 | 1 | 3120.48 | 567.36 | 709.2 |  | 1 | 1 | 1 | 1 | 21985.2 | 21985.2 | 4397.04 | 4397.04 | 12.3778 | 0 | 0 | 0 | 0 | 0 | 0 | 0 | 0 | 0 | 0 | 0 | 0 | 0 | 0 | 0 | 0 | 0 | 0 | 0% | 0% | 0% | 0% | 0% | 0% | 0% | 0% | 7724.1624 | 0 | 0 | 0 | 0 | 0 | 0 | 0% | 0 | 0 | 0 | 0 | 0 | 0 | 0% | 0% | 0% | 0% | 0% | 0% | 0 | 0 | 0 | 0 | 0 | 0 | 0 | 0 | 0 | 0 | 0 | 0 | 0 | 0 | 0 | 0 | 0 | 0 | 0 | 0 | 0 | 0 | 0 | 0 | 0 | 0 | 0 | 0 | 0 | 0 |  | 0 |  | No | 45 | #NAME? | 0 | #NAME? | 0 | #NAME? | 0 | #NAME? | 36.2095 | 31.6477 | #NAME? | 76.1527 | 36.3453 | #NAME? | #NAME? | #NAME? | 0 | #NAME? | 0 | #NAME? | 0 | #NAME? | 0 | 0 | 0 | 0 | #NAME? | 3.1078 | 0 | 0 | 0 | #NAME? | #NAME? | 4817.0399 | 0 | #NAME? | #NAME? | 0.51752 | #NAME? | 9547.0731 | 3.3926 | 32389.7291 |  |  |  |  | 3764.079 | 684.378 | 855.4725 |  | 3011.2632 | 547.5024 | 684.378 |  | 9547.0731 |  | 22276.5039 | 373976.6577 |  | 39.6887 | 884125.9882 | #NAME? | #NAME? | #NAME? | #NAME? | #NAME? | 0 | #NAME?
2012Q2 | 2012 | 2012-06-01 | 2012 | 6 | #NAME? | 2012-06-01 | 2012-06-30 | 7.15% | 0.41274 |  |  | 0 | 0 | 0 | 0 | 0 | 0 | 0 | 0 | 0 | 0 | 0 | 0 | 0% | 0% | 0% | 0% | 0% | 0% | 0% | 0% | 0% | 0% | 0% | 0% | 0% | 0% | 0% | 0% | 0% | 0% | 0% | 0% | 0% | 0% | 0% | 0% | 0 | 21 | 5 | 4 | 0 | 30 | 1.5% | 14893.2 | 3546 | 2836.8 |  | 1 | 1 | 1 | 1 | 2978.64 | 709.2 | 567.36 |  | 1 | 1 | 1 | 1 | 21276 | 21276 | 4255.2 | 4255.2 | 12.4627 | 0 | 0 | 0 | 0 | 0 | 0 | 0 | 0 | 0 | 0 | 0 | 0 | 0 | 0 | 0 | 0 | 0 | 0 | 0% | 0% | 0% | 0% | 0% | 0% | 0% | 0% | 7725.4653 | 0 | 0 | 0 | 0 | 0 | 0 | 0% | 0 | 0 | 0 | 0 | 0 | 0 | 0% | 0% | 0% | 0% | 0% | 0% | 0 | 0 | 0 | 0 | 0 | 0 | 0 | 0 | 0 | 0 | 0 | 0 | 0 | 0 | 0 | 0 | 0 | 0 | 0 | 0 | 0 | 0 | 0 | 0 | 0 | 0 | 0 | 0 | 0 | 0 |  | 0 |  | No | 45 | 11169.9 | 0 | 2659.5 | 0 | 2127.6 | 0 | 0 | 36.2095 | 31.6477 | 577795.7629 | 76.1527 | 36.3453 | 1233674.3825 | 1811470.1454 | 11169.9 | 0 | 2659.5 | 0 | 2127.6 | 0 | 0 | 0 | 0 | 0 | 0 | 197240.3992 | 3.1453 | 0 | 0 | 0 | 197240.3992 | 630657.9709 | 4717.9615 | 0 | 635375.9324 | 25196.103 | 0.51761 | 0 | 9239.103 | 3.3926 | 31344.8992 |  |  |  |  | 3592.9845 | 855.4725 | 684.378 |  | 2874.3876 | 684.378 | 547.5024 |  | 9239.103 |  | 21557.907 | 355921.449 |  | 39.853 | 859146.2257 | 0 | 0 | 0 | 0 | 0 | 0 | 0
2012Q3 | 2012 | 2012-07-01 | 2012 | 7 | #NAME? | 2012-07-01 | 2012-07-31 | 7.15% | 0.41028 |  |  | 0 | 0 | 0 | 0 | 0 | 0 | 0 | 0 | 0 | 0 | 0 | 0 | 0% | 0% | 0% | 0% | 0% | 0% | 0% | 0% | 0% | 0% | 0% | 0% | 0% | 0% | 0% | 0% | 0% | 0% | 0% | 0% | 0% | 0% | 0% | 0% | 0 | #NAME? | #NAME? | #NAME? | 1 | 31 | 1.5% | 14893.2 | 2836.8 | 4255.2 |  | 1 | 1 | 1 | 1 | 2978.64 | 567.36 | 851.04 |  | 1 | 1 | 1 | 1 | 21985.2 | 21985.2 | 4397.04 | 4397.04 | 12.5448 | 0 | 0 | 0 | 0 | 0 | 0 | 0 | 0 | 0 | 0 | 0 | 0 | 0 | 0 | 0 | 0 | 0 | 0 | 0% | 0% | 0% | 0% | 0% | 0% | 0% | 0% | 7726.7682 | 0 | 0 | 0 | 0 | 0 | 0 | 0% | 0 | 0 | 0 | 0 | 0 | 0 | 0% | 0% | 0% | 0% | 0% | 0% | 0 | 0 | 0 | 0 | 0 | 0 | 0 | 0 | 0 | 0 | 0 | 0 | 0 | 0 | 0 | 0 | 0 | 0 | 0 | 0 | 0 | 0 | 0 | 0 | 0 | 0 | 0 | 0 | 0 | 0 |  | 0 |  | No | 45 | #NAME? | 0 | #NAME? | 0 | #NAME? | 0 | #NAME? | 36.2095 | 31.6477 | #NAME? | 76.1527 | 36.3453 | #NAME? | #NAME? | #NAME? | 0 | #NAME? | 0 | #NAME? | 0 | #NAME? | 0 | 0 | 0 | 0 | #NAME? | 3.2312 | 0 | 0 | 0 | #NAME? | #NAME? | 5008.3016 | 0 | #NAME? | #NAME? | 0.51769 | #NAME? | 9547.0731 | 3.3926 | 32389.7291 |  |  |  |  | 3592.9845 | 684.378 | 1026.567 |  | 2874.3876 | 547.5024 | 821.2536 |  | 9547.0731 |  | 22276.5039 | 488454.5766 |  | 54.1801 | 1206942.7067 | #NAME? | #NAME? | #NAME? | #NAME? | #NAME? | 0 | #NAME?
2012Q3 | 2012 | 2012-08-01 | 2012 | 8 | #NAME? | 2012-08-01 | 2012-08-31 | 7.15% | 0.40784 |  |  | 0 | 0 | 0 | 0 | 0 | 0 | 0 | 0 | 0 | 0 | 0 | 0 | 0% | 0% | 0% | 0% | 0% | 0% | 0% | 0% | 0% | 0% | 0% | 0% | 0% | 0% | 0% | 0% | 0% | 0% | 0% | 0% | 0% | 0% | 0% | 0% | 0 | 23 | 4 | 4 | 0 | 31 | 1.5% | 16311.6 | 2836.8 | 2836.8 |  | 1 | 1 | 1 | 1 | 3262.32 | 567.36 | 567.36 |  | 1 | 1 | 1 | 1 | 21985.2 | 21985.2 | 4397.04 | 4397.04 | 12.6297 | 0 | 0 | 0 | 0 | 0 | 0 | 0 | 0 | 0 | 0 | 0 | 0 | 0 | 0 | 0 | 0 | 0 | 0 | 0% | 0% | 0% | 0% | 0% | 0% | 0% | 0% | 7728.071 | 0 | 0 | 0 | 0 | 0 | 0 | 0% | 0 | 0 | 0 | 0 | 0 | 0 | 0% | 0% | 0% | 0% | 0% | 0% | 0 | 0 | 0 | 0 | 0 | 0 | 0 | 0 | 0 | 0 | 0 | 0 | 0 | 0 | 0 | 0 | 0 | 0 | 0 | 0 | 0 | 0 | 0 | 0 | 0 | 0 | 0 | 0 | 0 | 0 |  | 0 |  | No | 45 | 12233.7 | 0 | 2127.6 | 0 | 2127.6 | 0 | 0 | 36.2095 | 31.6477 | 597055.6217 | 76.1527 | 36.3453 | 1274796.8619 | 1871852.4836 | 12233.7 | 0 | 2127.6 | 0 | 2127.6 | 0 | 0 | 0 | 0 | 0 | 0 | 203883.8249 | 3.3531 | 0 | 0 | 0 | 203883.8249 | 694263.91 | 5197.2952 | 0 | 699461.2052 | 26035.9731 | 0.51778 | 0 | 9547.0731 | 3.3926 | 32389.7291 |  |  |  |  | 3935.1735 | 684.378 | 684.378 |  | 3148.1388 | 547.5024 | 547.5024 |  | 9547.0731 |  | 22276.5039 | 618741.7407 |  | 68.2382 | 1520109.0924 | 0 | 0 | 0 | 0 | 0 | 0 | 0
2012Q3 | 2012 | 2012-09-01 | 2012 | 9 | #NAME? | 2012-09-01 | 2012-09-30 | 7.15% | 0.4055 |  |  | 0 | 0 | 0 | 0 | 0 | 0 | 0 | 0 | 0 | 0 | 0 | 0 | 0% | 0% | 0% | 0% | 0% | 0% | 0% | 0% | 0% | 0% | 0% | 0% | 0% | 0% | 0% | 0% | 0% | 0% | 0% | 0% | 0% | 0% | 0% | 0% | 0 | #NAME? | #NAME? | #NAME? | 1 | 30 | 1.5% | 13474.8 | 3546 | 4255.2 |  | 1 | 1 | 1 | 1 | 2694.96 | 709.2 | 851.04 |  | 1 | 1 | 1 | 1 | 21276 | 21276 | 4255.2 | 4255.2 | 12.7146 | 0 | 0 | 0 | 0 | 0 | 0 | 0 | 0 | 0 | 0 | 0 | 0 | 0 | 0 | 0 | 0 | 0 | 0 | 0% | 0% | 0% | 0% | 0% | 0% | 0% | 0% | 7729.3739 | 0 | 0 | 0 | 0 | 0 | 0 | 0% | 0 | 0 | 0 | 0 | 0 | 0 | 0% | 0% | 0% | 0% | 0% | 0% | 0 | 0 | 0 | 0 | 0 | 0 | 0 | 0 | 0 | 0 | 0 | 0 | 0 | 0 | 0 | 0 | 0 | 0 | 0 | 0 | 0 | 0 | 0 | 0 | 0 | 0 | 0 | 0 | 0 | 0 |  | 0 |  | No | 45 | #NAME? | 0 | #NAME? | 0 | #NAME? | 0 | #NAME? | 36.2095 | 31.6477 | #NAME? | 76.1527 | 36.3453 | #NAME? | #NAME? | #NAME? | 0 | #NAME? | 0 | #NAME? | 0 | #NAME? | 0 | 0 | 0 | 0 | #NAME? | 3.4983 | 0 | 0 | 0 | #NAME? | #NAME? | 5247.3974 | 0 | #NAME? | #NAME? | 0.51787 | #NAME? | 9239.103 | 3.3926 | 31344.8992 |  |  |  |  | 3250.7955 | 855.4725 | 1026.567 |  | 2600.6364 | 684.378 | 821.2536 |  | 9239.103 |  | 21557.907 | 539940.771 |  | 60.6582 | 1307663.1819 | #NAME? | #NAME? | #NAME? | #NAME? | #NAME? | 0 | #NAME?
2012Q4 | 2012 | 2012-10-01 | 2012 | 10 | #NAME? | 2012-10-01 | 2012-10-31 | 7.15% | 0.40309 |  |  | 0 | 0 | 0 | 0 | 0 | 0 | 0 | 0 | 0 | 0 | 0 | 0 | 0% | 0% | 0% | 0% | 0% | 0% | 0% | 0% | 0% | 0% | 0% | 0% | 0% | 0% | 0% | 0% | 0% | 0% | 0% | 0% | 0% | 0% | 0% | 0% | 0 | 23 | 4 | 4 | 0 | 31 | 1.5% | 16311.6 | 2836.8 | 2836.8 |  | 1 | 1 | 1 | 1 | 3262.32 | 567.36 | 567.36 |  | 1 | 1 | 1 | 1 | 21985.2 | 21985.2 | 4397.04 | 4397.04 | 12.7967 | 0 | 0 | 0 | 0 | 0 | 0 | 0 | 0 | 0 | 0 | 0 | 0 | 0 | 0 | 0 | 0 | 0 | 0 | 0% | 0% | 0% | 0% | 0% | 0% | 0% | 0% | 7730.6768 | 0 | 0 | 0 | 0 | 0 | 0 | 0% | 0 | 0 | 0 | 0 | 0 | 0 | 0% | 0% | 0% | 0% | 0% | 0% | 0 | 0 | 0 | 0 | 0 | 0 | 0 | 0 | 0 | 0 | 0 | 0 | 0 | 0 | 0 | 0 | 0 | 0 | 0 | 0 | 0 | 0 | 0 | 0 | 0 | 0 | 0 | 0 | 0 | 0 |  | 0 |  | No | 45 | 10194.75 | 3058.425 | 1773 | 531.9 | 1773 | 531.9 | 0 | 36.2095 | 31.6477 | 646810.2569 | 76.1527 | 36.3453 | 659122.3271 | 1305932.5839 | 10194.75 | 3058.425 | 1773 | 531.9 | 1773 | 531.9 | 0 | 0 | 0 | 0 | 0 | 235820.1599 | 3.6537 | 0 | 0 | 0 | 235820.1599 | 873908.4272 | 5663.275 | 0 | 879571.7021 | 30062.0128 | 0.51796 | 0 | 12199.0378 | 3.3926 | 41386.8761 |  |  |  |  | 5902.7603 | 1026.567 | 1026.567 |  | 3148.1388 | 547.5024 | 547.5024 |  | 12199.0378 |  | 20950.5215 | 621194.007 |  | 50.1162 | 1049959.6661 | 0 | 0 | 0 | 0 | 0 | 0 | 0
2012Q4 | 2012 | 2012-11-01 | 2012 | 11 | #NAME? | 2012-11-01 | 2012-11-30 | 7.15% | 0.40077 |  |  | 0 | 0 | 0 | 0 | 0 | 0 | 0 | 0 | 0 | 0 | 0 | 0 | 0% | 0% | 0% | 0% | 0% | 0% | 0% | 0% | 0% | 0% | 0% | 0% | 0% | 0% | 0% | 0% | 0% | 0% | 0% | 0% | 0% | 0% | 0% | 0% | 0 | #NAME? | #NAME? | #NAME? | 1 | 30 | 1.5% | 14893.2 | 2836.8 | 3546 |  | 1 | 1 | 1 | 1 | 2978.64 | 567.36 | 709.2 |  | 1 | 1 | 1 | 1 | 21276 | 21276 | 4255.2 | 4255.2 | 12.8816 | 0 | 0 | 0 | 0 | 0 | 0 | 0 | 0 | 0 | 0 | 0 | 0 | 0 | 0 | 0 | 0 | 0 | 0 | 0% | 0% | 0% | 0% | 0% | 0% | 0% | 0% | 7731.9797 | 0 | 0 | 0 | 0 | 0 | 0 | 0% | 0 | 0 | 0 | 0 | 0 | 0 | 0% | 0% | 0% | 0% | 0% | 0% | 0 | 0 | 0 | 0 | 0 | 0 | 0 | 0 | 0 | 0 | 0 | 0 | 0 | 0 | 0 | 0 | 0 | 0 | 0 | 0 | 0 | 0 | 0 | 0 | 0 | 0 | 0 | 0 | 0 | 0 |  | 0 |  | No | 45 | #NAME? | #NAME? | #NAME? | #NAME? | #NAME? | #NAME? | #NAME? | 36.2095 | 31.6477 | #NAME? | 76.1527 | 36.3453 | #NAME? | #NAME? | #NAME? | #NAME? | #NAME? | #NAME? | #NAME? | #NAME? | #NAME? | 0 | 0 | 0 | 0 | #NAME? | 3.807 | 0 | 0 | 0 | #NAME? | #NAME? | 5710.5386 | 0 | #NAME? | #NAME? | 0.51804 | #NAME? | 11805.5205 | 3.3926 | 40051.8156 |  |  |  |  | 5389.4768 | 1026.567 | 1283.2088 |  | 2874.3876 | 547.5024 | 684.378 |  | 11805.5205 |  | 20274.6983 | 626895.9427 |  | 52.7893 | 1070287.8213 | #NAME? | #NAME? | #NAME? | #NAME? | #NAME? | 0 | #NAME?
2012Q4 | 2012 | 2012-12-01 | 2012 | 12 | #NAME? | 2012-12-01 | 2012-12-31 | 7.15% | 0.39838 |  |  | 0 | 0 | 0 | 0 | 0 | 0 | 0 | 0 | 0 | 0 | 0 | 0 | 0% | 0% | 0% | 0% | 0% | 0% | 0% | 0% | 0% | 0% | 0% | 0% | 0% | 0% | 0% | 0% | 0% | 0% | 0% | 0% | 0% | 0% | 0% | 0% | 0 | #NAME? | #NAME? | #NAME? | 1 | 31 | 1.5% | 14184 | 3546 | 4255.2 |  | 1 | 1 | 1 | 1 | 2836.8 | 709.2 | 851.04 |  | 1 | 1 | 1 | 1 | 21985.2 | 21985.2 | 4397.04 | 4397.04 | 12.9637 | 0 | 0 | 0 | 0 | 0 | 0 | 0 | 0 | 0 | 0 | 0 | 0 | 0 | 0 | 0 | 0 | 0 | 0 | 0% | 0% | 0% | 0% | 0% | 0% | 0% | 0% | 7733.2826 | 0 | 0 | 0 | 0 | 0 | 0 | 0% | 0 | 0 | 0 | 0 | 0 | 0 | 0% | 0% | 0% | 0% | 0% | 0% | 0 | 0 | 0 | 0 | 0 | 0 | 0 | 0 | 0 | 0 | 0 | 0 | 0 | 0 | 0 | 0 | 0 | 0 | 0 | 0 | 0 | 0 | 0 | 0 | 0 | 0 | 0 | 0 | 0 | 0 |  | 0 |  | No | 45 | #NAME? | #NAME? | #NAME? | #NAME? | #NAME? | #NAME? | #NAME? | 36.2095 | 31.6477 | #NAME? | 76.1527 | 36.3453 | #NAME? | #NAME? | #NAME? | #NAME? | #NAME? | #NAME? | #NAME? | #NAME? | #NAME? | 0 | 0 | 0 | 0 | #NAME? | 3.969 | 0 | 0 | 0 | #NAME? | #NAME? | 6151.8848 | 0 | #NAME? | #NAME? | 0.51813 | #NAME? | 12199.0379 | 3.3926 | 41386.8761 |  |  |  |  | 5132.835 | 1283.2088 | 1539.8505 |  | 2737.512 | 684.378 | 821.2536 |  | 12199.0379 |  | 20950.5215 | 598833.9321 |  | 48.7719 | 1021795.9636 | #NAME? | #NAME? | #NAME? | #NAME? | #NAME? | 0 | #NAME?
2013Q1 | 2013 | 2013-01-01 | 2013 | 1 | #NAME? | 2013-01-01 | 2013-01-31 | 7.15% | 0.39602 |  |  | 0 | 0 | 0 | 0 | 0 | 0 | 0 | 0 | 0 | 0 | 0 | 0 | 0% | 0% | 0% | 0% | 0% | 0% | 0% | 0% | 0% | 0% | 0% | 0% | 0% | 0% | 0% | 0% | 0% | 0% | 0% | 0% | 0% | 0% | 0% | 0% | 0 | #NAME? | #NAME? | #NAME? | 1 | 31 | 1.5% | 15602.4 | 2836.8 | 3546 |  | 1 | 1 | 1 | 1 | 3120.48 | 567.36 | 709.2 |  | 1 | 1 | 1 | 1 | 21985.2 | 21985.2 | 4397.04 | 4397.04 | 13.0486 | 0 | 0 | 0 | 0 | 0 | 0 | 0 | 0 | 0 | 0 | 0 | 0 | 0 | 0 | 0 | 0 | 0 | 0 | 0% | 0% | 0% | 0% | 0% | 0% | 0% | 0% | 7734.5854 | 0 | 0 | 0 | 0 | 0 | 0 | 0% | 0 | 0 | 0 | 0 | 0 | 0 | 0% | 0% | 0% | 0% | 0% | 0% | 0 | 0 | 0 | 0 | 0 | 0 | 0 | 0 | 0 | 0 | 0 | 0 | 0 | 0 | 0 | 0 | 0 | 0 | 0 | 0 | 0 | 0 | 0 | 0 | 0 | 0 | 0 | 0 | 0 | 0 |  | 0 |  | No | 45 | #NAME? | #NAME? | #NAME? | #NAME? | #NAME? | #NAME? | #NAME? | 36.2095 | 31.6477 | #NAME? | 76.1527 | 36.3453 | #NAME? | #NAME? | #NAME? | #NAME? | #NAME? | #NAME? | #NAME? | #NAME? | #NAME? | 0 | 0 | 0 | 0 | #NAME? | 3.7739 | 0 | 0 | 0 | #NAME? | #NAME? | 5849.5463 | 0 | #NAME? | #NAME? | 0.51822 | #NAME? | 12199.0378 | 3.4944 | 42628.4824 |  |  |  |  | 5646.1185 | 1026.567 | 1283.2088 |  | 3011.2632 | 547.5024 | 684.378 |  | 12199.0378 |  | 20950.5215 | 612777.9381 |  | 49.847 | 1044320.7713 | #NAME? | #NAME? | #NAME? | #NAME? | #NAME? | 0 | #NAME?
2013Q1 | 2013 | 2013-02-01 | 2013 | 2 | #NAME? | 2013-02-01 | 2013-02-28 | 7.15% | 0.39389 |  |  | 0 | 0 | 0 | 0 | 0 | 0 | 0 | 0 | 0 | 0 | 0 | 0 | 0% | 0% | 0% | 0% | 0% | 0% | 0% | 0% | 0% | 0% | 0% | 0% | 0% | 0% | 0% | 0% | 0% | 0% | 0% | 0% | 0% | 0% | 0% | 0% | 0 | 20 | 4 | 4 | 0 | 28 | 1.5% | 14184 | 2836.8 | 2836.8 |  | 1 | 1 | 1 | 1 | 2836.8 | 567.36 | 567.36 |  | 1 | 1 | 1 | 1 | 19857.6 | 19857.6 | 3971.52 | 3971.52 | 13.1335 | 0 | 0 | 0 | 0 | 0 | 0 | 0 | 0 | 0 | 0 | 0 | 0 | 0 | 0 | 0 | 0 | 0 | 0 | 0% | 0% | 0% | 0% | 0% | 0% | 0% | 0% | 7735.8883 | 0 | 0 | 0 | 0 | 0 | 0 | 0% | 0 | 0 | 0 | 0 | 0 | 0 | 0% | 0% | 0% | 0% | 0% | 0% | 0 | 0 | 0 | 0 | 0 | 0 | 0 | 0 | 0 | 0 | 0 | 0 | 0 | 0 | 0 | 0 | 0 | 0 | 0 | 0 | 0 | 0 | 0 | 0 | 0 | 0 | 0 | 0 | 0 | 0 |  | 0 |  | No | 45 | 8865 | 2659.5 | 1773 | 531.9 | 1773 | 531.9 | 0 | 36.2095 | 31.6477 | 584215.7159 | 76.1527 | 36.3453 | 595336.2954 | 1179552.0113 | 8865 | 2659.5 | 1773 | 531.9 | 1773 | 531.9 | 0 | 0 | 0 | 0 | 0 | 213142.4441 | 3.4856 | 0 | 0 | 0 | 213142.4441 | 754042.5227 | 4879.8958 | 0 | 758922.4185 | 27152.7858 | 0.5183 | 0 | 11018.4858 | 3.4944 | 38503.1454 |  |  |  |  | 5132.835 | 1026.567 | 1026.567 |  | 2737.512 | 547.5024 | 547.5024 |  | 11018.4858 |  | 18923.0517 | 453812.1268 |  | 40.8789 | 773554.2721 | 0 | 0 | 0 | 0 | 0 | 0 | 0
2013Q1 | 2013 | 2013-03-01 | 2013 | 3 | #NAME? | 2013-03-01 | 2013-03-31 | 7.15% | 0.39155 |  |  | 0 | 0 | 0 | 0 | 0 | 0 | 0 | 0 | 0 | 0 | 0 | 0 | 0% | 0% | 0% | 0% | 0% | 0% | 0% | 0% | 0% | 0% | 0% | 0% | 0% | 0% | 0% | 0% | 0% | 0% | 0% | 0% | 0% | 0% | 0% | 0% | 0 | 21 | 5 | 5 | 0 | 31 | 1.5% | 14893.2 | 3546 | 3546 |  | 1 | 1 | 1 | 1 | 2978.64 | 709.2 | 709.2 |  | 1 | 1 | 1 | 1 | 21985.2 | 21985.2 | 4397.04 | 4397.04 | 13.2101 | 0 | 0 | 0 | 0 | 0 | 0 | 0 | 0 | 0 | 0 | 0 | 0 | 0 | 0 | 0 | 0 | 0 | 0 | 0% | 0% | 0% | 0% | 0% | 0% | 0% | 0% | 7737.1912 | 0 | 0 | 0 | 0 | 0 | 0 | 0% | 0 | 0 | 0 | 0 | 0 | 0 | 0% | 0% | 0% | 0% | 0% | 0% | 0 | 0 | 0 | 0 | 0 | 0 | 0 | 0 | 0 | 0 | 0 | 0 | 0 | 0 | 0 | 0 | 0 | 0 | 0 | 0 | 0 | 0 | 0 | 0 | 0 | 0 | 0 | 0 | 0 | 0 |  | 0 |  | No | 45 | 9308.25 | 2792.475 | 2216.25 | 664.875 | 2216.25 | 664.875 | 0 | 36.2095 | 31.6477 | 646810.2569 | 76.1527 | 36.3453 | 659122.3271 | 1305932.5839 | 9308.25 | 2792.475 | 2216.25 | 664.875 | 2216.25 | 664.875 | 0 | 0 | 0 | 0 | 0 | 236018.8782 | 3.2985 | 0 | 0 | 0 | 236018.8782 | 790809.2716 | 5112.704 | 0 | 795921.9756 | 30062.0129 | 0.51839 | 0 | 12199.0379 | 3.4944 | 42628.4824 |  |  |  |  | 5389.4768 | 1283.2088 | 1283.2088 |  | 2874.3876 | 684.378 | 684.378 |  | 12199.0379 |  | 20950.5215 | 467616.5572 |  | 37.7032 | 789901.7272 | 0 | 0 | 0 | 0 | 0 | 0 | 0
2013Q2 | 2013 | 2013-04-01 | 2013 | 4 | #NAME? | 2013-04-01 | 2013-04-30 | 7.15% | 0.38929 |  |  | 0 | 0 | 0 | 0 | 0 | 0 | 0 | 0 | 0 | 0 | 0 | 0 | 0% | 0% | 0% | 0% | 0% | 0% | 0% | 0% | 0% | 0% | 0% | 0% | 0% | 0% | 0% | 0% | 0% | 0% | 0% | 0% | 0% | 0% | 0% | 0% | 0 | 22 | 4 | 4 | 0 | 30 | 1.5% | 15602.4 | 2836.8 | 2836.8 |  | 1 | 1 | 1 | 1 | 3120.48 | 567.36 | 567.36 |  | 1 | 1 | 1 | 1 | 21276 | 21276 | 4255.2 | 4255.2 | 13.295 | 0 | 0 | 0 | 0 | 0 | 0 | 0 | 0 | 0 | 0 | 0 | 0 | 0 | 0 | 0 | 0 | 0 | 0 | 0% | 0% | 0% | 0% | 0% | 0% | 0% | 0% | 7738.4941 | 0 | 0 | 0 | 0 | 0 | 0 | 0% | 0 | 0 | 0 | 0 | 0 | 0 | 0% | 0% | 0% | 0% | 0% | 0% | 0 | 0 | 0 | 0 | 0 | 0 | 0 | 0 | 0 | 0 | 0 | 0 | 0 | 0 | 0 | 0 | 0 | 0 | 0 | 0 | 0 | 0 | 0 | 0 | 0 | 0 | 0 | 0 | 0 | 0 |  | 0 |  | No | 45 | 9751.5 | 2925.45 | 1773 | 531.9 | 1773 | 531.9 | 0 | 36.2095 | 31.6477 | 625945.4099 | 76.1527 | 36.3453 | 637860.3165 | 1263805.7264 | 9751.5 | 2925.45 | 1773 | 531.9 | 1773 | 531.9 | 0 | 0 | 0 | 0 | 0 | 228443.8276 | 3.1996 | 0 | 0 | 0 | 228443.8276 | 742821.8401 | 4799.3412 | 0 | 747621.1813 | 29092.2705 | 0.51848 | 0 | 11805.5205 | 3.4944 | 41253.3701 |  |  |  |  | 5646.1185 | 1026.567 | 1026.567 |  | 3011.2632 | 547.5024 | 547.5024 |  | 11805.5205 |  | 20274.6982 | 451725.8136 |  | 37.5725 | 761771.7538 | 0 | 0 | 0 | 0 | 0 | 0 | 0
2013Q2 | 2013 | 2013-05-01 | 2013 | 5 | #NAME? | 2013-05-01 | 2013-05-31 | 7.15% | 0.38698 |  |  | 0 | 0 | 0 | 0 | 0 | 0 | 0 | 0 | 0 | 0 | 0 | 0 | 0% | 0% | 0% | 0% | 0% | 0% | 0% | 0% | 0% | 0% | 0% | 0% | 0% | 0% | 0% | 0% | 0% | 0% | 0% | 0% | 0% | 0% | 0% | 0% | 0 | #NAME? | #NAME? | #NAME? | 1 | 31 | 1.5% | 15602.4 | 2836.8 | 3546 |  | 1 | 1 | 1 | 1 | 3120.48 | 567.36 | 709.2 |  | 1 | 1 | 1 | 1 | 21985.2 | 21985.2 | 4397.04 | 4397.04 | 13.3771 | 0 | 0 | 0 | 0 | 0 | 0 | 0 | 0 | 0 | 0 | 0 | 0 | 0 | 0 | 0 | 0 | 0 | 0 | 0% | 0% | 0% | 0% | 0% | 0% | 0% | 0% | 7739.797 | 0 | 0 | 0 | 0 | 0 | 0 | 0% | 0 | 0 | 0 | 0 | 0 | 0 | 0% | 0% | 0% | 0% | 0% | 0% | 0 | 0 | 0 | 0 | 0 | 0 | 0 | 0 | 0 | 0 | 0 | 0 | 0 | 0 | 0 | 0 | 0 | 0 | 0 | 0 | 0 | 0 | 0 | 0 | 0 | 0 | 0 | 0 | 0 | 0 |  | 0 |  | No | 45 | #NAME? | 0 | #NAME? | 0 | #NAME? | 0 | #NAME? | 37.0786 | 32.4073 | #NAME? | 77.9804 | 37.2176 | #NAME? | #NAME? | #NAME? | 0 | #NAME? | 0 | #NAME? | 0 | #NAME? | 0 | 0 | 0 | 0 | #NAME? | 3.1754 | 0 | 0 | 0 | #NAME? | #NAME? | 4921.9176 | 0 | #NAME? | #NAME? | 0.51857 | #NAME? | 9547.0731 | 3.4944 | 33361.421 |  |  |  |  | 3764.079 | 684.378 | 855.4725 |  | 3011.2632 | 547.5024 | 684.378 |  | 9547.0731 |  | 22276.5039 | 380532.2093 |  | 40.3844 | 899624.1042 | #NAME? | #NAME? | #NAME? | #NAME? | #NAME? | 0 | #NAME?
2013Q2 | 2013 | 2013-06-01 | 2013 | 6 | #NAME? | 2013-06-01 | 2013-06-30 | 7.15% | 0.38475 |  |  | 0 | 0 | 0 | 0 | 0 | 0 | 0 | 0 | 0 | 0 | 0 | 0 | 0% | 0% | 0% | 0% | 0% | 0% | 0% | 0% | 0% | 0% | 0% | 0% | 0% | 0% | 0% | 0% | 0% | 0% | 0% | 0% | 0% | 0% | 0% | 0% | 0 | 20 | 5 | 5 | 0 | 30 | 1.5% | 14184 | 3546 | 3546 |  | 1 | 1 | 1 | 1 | 2836.8 | 709.2 | 709.2 |  | 1 | 1 | 1 | 1 | 21276 | 21276 | 4255.2 | 4255.2 | 13.462 | 0 | 0 | 0 | 0 | 0 | 0 | 0 | 0 | 0 | 0 | 0 | 0 | 0 | 0 | 0 | 0 | 0 | 0 | 0% | 0% | 0% | 0% | 0% | 0% | 0% | 0% | 7741.0998 | 0 | 0 | 0 | 0 | 0 | 0 | 0% | 0 | 0 | 0 | 0 | 0 | 0 | 0% | 0% | 0% | 0% | 0% | 0% | 0 | 0 | 0 | 0 | 0 | 0 | 0 | 0 | 0 | 0 | 0 | 0 | 0 | 0 | 0 | 0 | 0 | 0 | 0 | 0 | 0 | 0 | 0 | 0 | 0 | 0 | 0 | 0 | 0 | 0 |  | 0 |  | No | 45 | 10638 | 0 | 2659.5 | 0 | 2659.5 | 0 | 0 | 37.0786 | 32.4073 | 591662.8613 | 77.9804 | 37.2176 | 1263282.5676 | 1854945.4289 | 10638 | 0 | 2659.5 | 0 | 2659.5 | 0 | 0 | 0 | 0 | 0 | 0 | 197639.5682 | 3.2138 | 0 | 0 | 0 | 197639.5682 | 645468.7093 | 4820.6821 | 0 | 650289.3914 | 25196.103 | 0.51865 | 0 | 9239.103 | 3.4944 | 32285.2461 |  |  |  |  | 3421.89 | 855.4725 | 855.4725 |  | 2737.512 | 684.378 | 684.378 |  | 9239.103 |  | 21557.907 | 369894.7343 |  | 41.4176 | 892875.8458 | 0 | 0 | 0 | 0 | 0 | 0 | 0
2013Q3 | 2013 | 2013-07-01 | 2013 | 7 | #NAME? | 2013-07-01 | 2013-07-31 | 7.15% | 0.38247 |  |  | 0 | 0 | 0 | 0 | 0 | 0 | 0 | 0 | 0 | 0 | 0 | 0 | 0% | 0% | 0% | 0% | 0% | 0% | 0% | 0% | 0% | 0% | 0% | 0% | 0% | 0% | 0% | 0% | 0% | 0% | 0% | 0% | 0% | 0% | 0% | 0% | 0 | #NAME? | #NAME? | #NAME? | 1 | 31 | 1.5% | 15602.4 | 2836.8 | 3546 |  | 1 | 1 | 1 | 1 | 3120.48 | 567.36 | 709.2 |  | 1 | 1 | 1 | 1 | 21985.2 | 21985.2 | 4397.04 | 4397.04 | 13.5441 | 0 | 0 | 0 | 0 | 0 | 0 | 0 | 0 | 0 | 0 | 0 | 0 | 0 | 0 | 0 | 0 | 0 | 0 | 0% | 0% | 0% | 0% | 0% | 0% | 0% | 0% | 7742.4027 | 0 | 0 | 0 | 0 | 0 | 0 | 0% | 0 | 0 | 0 | 0 | 0 | 0 | 0% | 0% | 0% | 0% | 0% | 0% | 0 | 0 | 0 | 0 | 0 | 0 | 0 | 0 | 0 | 0 | 0 | 0 | 0 | 0 | 0 | 0 | 0 | 0 | 0 | 0 | 0 | 0 | 0 | 0 | 0 | 0 | 0 | 0 | 0 | 0 |  | 0 |  | No | 45 | #NAME? | 0 | #NAME? | 0 | #NAME? | 0 | #NAME? | 37.0786 | 32.4073 | #NAME? | 77.9804 | 37.2176 | #NAME? | #NAME? | #NAME? | 0 | #NAME? | 0 | #NAME? | 0 | #NAME? | 0 | 0 | 0 | 0 | #NAME? | 3.3015 | 0 | 0 | 0 | #NAME? | #NAME? | 5117.3435 | 0 | #NAME? | #NAME? | 0.51874 | #NAME? | 9547.0731 | 3.4944 | 33361.421 |  |  |  |  | 3764.079 | 684.378 | 855.4725 |  | 3011.2632 | 547.5024 | 684.378 |  | 9547.0731 |  | 22276.5039 | 514551.4295 |  | 57.0748 | 1271426.5047 | #NAME? | #NAME? | #NAME? | #NAME? | #NAME? | 0 | #NAME?
2013Q3 | 2013 | 2013-08-01 | 2013 | 8 | #NAME? | 2013-08-01 | 2013-08-31 | 7.15% | 0.38019 |  |  | 0 | 0 | 0 | 0 | 0 | 0 | 0 | 0 | 0 | 0 | 0 | 0 | 0% | 0% | 0% | 0% | 0% | 0% | 0% | 0% | 0% | 0% | 0% | 0% | 0% | 0% | 0% | 0% | 0% | 0% | 0% | 0% | 0% | 0% | 0% | 0% | 0 | 22 | 5 | 4 | 0 | 31 | 1.5% | 15602.4 | 3546 | 2836.8 |  | 1 | 1 | 1 | 1 | 3120.48 | 709.2 | 567.36 |  | 1 | 1 | 1 | 1 | 21985.2 | 21985.2 | 4397.04 | 4397.04 | 13.629 | 0 | 0 | 0 | 0 | 0 | 0 | 0 | 0 | 0 | 0 | 0 | 0 | 0 | 0 | 0 | 0 | 0 | 0 | 0% | 0% | 0% | 0% | 0% | 0% | 0% | 0% | 7743.7056 | 0 | 0 | 0 | 0 | 0 | 0 | 0% | 0 | 0 | 0 | 0 | 0 | 0 | 0% | 0% | 0% | 0% | 0% | 0% | 0 | 0 | 0 | 0 | 0 | 0 | 0 | 0 | 0 | 0 | 0 | 0 | 0 | 0 | 0 | 0 | 0 | 0 | 0 | 0 | 0 | 0 | 0 | 0 | 0 | 0 | 0 | 0 | 0 | 0 |  | 0 |  | No | 45 | 11701.8 | 0 | 2659.5 | 0 | 2127.6 | 0 | 0 | 37.0786 | 32.4073 | 611384.9566 | 77.9804 | 37.2176 | 1305391.9866 | 1916776.9432 | 11701.8 | 0 | 2659.5 | 0 | 2127.6 | 0 | 0 | 0 | 0 | 0 | 0 | 204296.2996 | 3.4261 | 0 | 0 | 0 | 204296.2996 | 710582.9832 | 5310.4519 | 0 | 715893.4351 | 26035.9731 | 0.51883 | 0 | 9547.0731 | 3.4944 | 33361.421 |  |  |  |  | 3764.079 | 855.4725 | 684.378 |  | 3011.2632 | 684.378 | 547.5024 |  | 9547.0731 |  | 22276.5039 | 624304.606 |  | 68.8517 | 1533775.7994 | 0 | 0 | 0 | 0 | 0 | 0 | 0
2013Q3 | 2013 | 2013-09-01 | 2013 | 9 | #NAME? | 2013-09-01 | 2013-09-30 | 7.15% | 0.37801 |  |  | 0 | 0 | 0 | 0 | 0 | 0 | 0 | 0 | 0 | 0 | 0 | 0 | 0% | 0% | 0% | 0% | 0% | 0% | 0% | 0% | 0% | 0% | 0% | 0% | 0% | 0% | 0% | 0% | 0% | 0% | 0% | 0% | 0% | 0% | 0% | 0% | 0 | #NAME? | #NAME? | #NAME? | 1 | 30 | 1.5% | 14184 | 2836.8 | 4255.2 |  | 1 | 1 | 1 | 1 | 2836.8 | 567.36 | 851.04 |  | 1 | 1 | 1 | 1 | 21276 | 21276 | 4255.2 | 4255.2 | 13.7139 | 0 | 0 | 0 | 0 | 0 | 0 | 0 | 0 | 0 | 0 | 0 | 0 | 0 | 0 | 0 | 0 | 0 | 0 | 0% | 0% | 0% | 0% | 0% | 0% | 0% | 0% | 7745.0085 | 0 | 0 | 0 | 0 | 0 | 0 | 0% | 0 | 0 | 0 | 0 | 0 | 0 | 0% | 0% | 0% | 0% | 0% | 0% | 0 | 0 | 0 | 0 | 0 | 0 | 0 | 0 | 0 | 0 | 0 | 0 | 0 | 0 | 0 | 0 | 0 | 0 | 0 | 0 | 0 | 0 | 0 | 0 | 0 | 0 | 0 | 0 | 0 | 0 |  | 0 |  | No | 45 | #NAME? | 0 | #NAME? | 0 | #NAME? | 0 | #NAME? | 37.0786 | 32.4073 | #NAME? | 77.9804 | 37.2176 | #NAME? | #NAME? | #NAME? | 0 | #NAME? | 0 | #NAME? | 0 | #NAME? | 0 | 0 | 0 | 0 | #NAME? | 3.5744 | 0 | 0 | 0 | #NAME? | #NAME? | 5361.645 | 0 | #NAME? | #NAME? | 0.51892 | #NAME? | 9239.103 | 3.4944 | 32285.2461 |  |  |  |  | 3421.89 | 684.378 | 1026.567 |  | 2737.512 | 547.5024 | 821.2536 |  | 9239.103 |  | 21557.907 | 548477.1364 |  | 61.6172 | 1328337.099 | #NAME? | #NAME? | #NAME? | #NAME? | #NAME? | 0 | #NAME?
2013Q4 | 2013 | 2013-10-01 | 2013 | 10 | #NAME? | 2013-10-01 | 2013-10-31 | 7.15% | 0.37576 |  |  | 0 | 0 | 0 | 0 | 0 | 0 | 0 | 0 | 0 | 0 | 0 | 0 | 0% | 0% | 0% | 0% | 0% | 0% | 0% | 0% | 0% | 0% | 0% | 0% | 0% | 0% | 0% | 0% | 0% | 0% | 0% | 0% | 0% | 0% | 0% | 0% | 0 | 23 | 4 | 4 | 0 | 31 | 1.5% | 16311.6 | 2836.8 | 2836.8 |  | 1 | 1 | 1 | 1 | 3262.32 | 567.36 | 567.36 |  | 1 | 1 | 1 | 1 | 21985.2 | 21985.2 | 4397.04 | 4397.04 | 13.796 | 0 | 0 | 0 | 0 | 0 | 0 | 0 | 0 | 0 | 0 | 0 | 0 | 0 | 0 | 0 | 0 | 0 | 0 | 0% | 0% | 0% | 0% | 0% | 0% | 0% | 0% | 7746.3114 | 0 | 0 | 0 | 0 | 0 | 0 | 0% | 0 | 0 | 0 | 0 | 0 | 0 | 0% | 0% | 0% | 0% | 0% | 0% | 0 | 0 | 0 | 0 | 0 | 0 | 0 | 0 | 0 | 0 | 0 | 0 | 0 | 0 | 0 | 0 | 0 | 0 | 0 | 0 | 0 | 0 | 0 | 0 | 0 | 0 | 0 | 0 | 0 | 0 |  | 0 |  | No | 45 | 10194.75 | 3058.425 | 1773 | 531.9 | 1773 | 531.9 | 0 | 37.0786 | 32.4073 | 662333.703 | 77.9804 | 37.2176 | 674941.2629 | 1337274.9659 | 10194.75 | 3058.425 | 1773 | 531.9 | 1773 | 531.9 | 0 | 0 | 0 | 0 | 0 | 236297.0838 | 3.7333 | 0 | 0 | 0 | 236297.0838 | 894473.2037 | 5786.5771 | 0 | 900259.7808 | 30062.0128 | 0.519 | 0 | 12199.0378 | 3.4944 | 42628.4824 |  |  |  |  | 5902.7603 | 1026.567 | 1026.567 |  | 3148.1388 | 547.5024 | 547.5024 |  | 12199.0378 |  | 20950.5215 | 631882.0786 |  | 50.9784 | 1068024.9468 | 0 | 0 | 0 | 0 | 0 | 0 | 0
2013Q4 | 2013 | 2013-11-01 | 2013 | 11 | #NAME? | 2013-11-01 | 2013-11-30 | 7.15% | 0.3736 |  |  | 0 | 0 | 0 | 0 | 0 | 0 | 0 | 0 | 0 | 0 | 0 | 0 | 0% | 0% | 0% | 0% | 0% | 0% | 0% | 0% | 0% | 0% | 0% | 0% | 0% | 0% | 0% | 0% | 0% | 0% | 0% | 0% | 0% | 0% | 0% | 0% | 0 | #NAME? | #NAME? | #NAME? | 1 | 30 | 1.5% | 14184 | 3546 | 3546 |  | 1 | 1 | 1 | 1 | 2836.8 | 709.2 | 709.2 |  | 1 | 1 | 1 | 1 | 21276 | 21276 | 4255.2 | 4255.2 | 13.8809 | 0 | 0 | 0 | 0 | 0 | 0 | 0 | 0 | 0 | 0 | 0 | 0 | 0 | 0 | 0 | 0 | 0 | 0 | 0% | 0% | 0% | 0% | 0% | 0% | 0% | 0% | 7747.6142 | 0 | 0 | 0 | 0 | 0 | 0 | 0% | 0 | 0 | 0 | 0 | 0 | 0 | 0% | 0% | 0% | 0% | 0% | 0% | 0 | 0 | 0 | 0 | 0 | 0 | 0 | 0 | 0 | 0 | 0 | 0 | 0 | 0 | 0 | 0 | 0 | 0 | 0 | 0 | 0 | 0 | 0 | 0 | 0 | 0 | 0 | 0 | 0 | 0 |  | 0 |  | No | 45 | #NAME? | #NAME? | #NAME? | #NAME? | #NAME? | #NAME? | #NAME? | 37.0786 | 32.4073 | #NAME? | 77.9804 | 37.2176 | #NAME? | #NAME? | #NAME? | #NAME? | #NAME? | #NAME? | #NAME? | #NAME? | #NAME? | 0 | 0 | 0 | 0 | #NAME? | 3.8899 | 0 | 0 | 0 | #NAME? | #NAME? | 5834.8698 | 0 | #NAME? | #NAME? | 0.51909 | #NAME? | 11805.5205 | 3.4944 | 41253.3701 |  |  |  |  | 5132.835 | 1283.2088 | 1283.2088 |  | 2737.512 | 684.378 | 684.378 |  | 11805.5205 |  | 20274.6983 | 614937.1735 |  | 51.7823 | 1049870.8363 | #NAME? | #NAME? | #NAME? | #NAME? | #NAME? | 0 | #NAME?
2013Q4 | 2013 | 2013-12-01 | 2013 | 12 | #NAME? | 2013-12-01 | 2013-12-31 | 7.15% | 0.37138 |  |  | 0 | 0 | 0 | 0 | 0 | 0 | 0 | 0 | 0 | 0 | 0 | 0 | 0% | 0% | 0% | 0% | 0% | 0% | 0% | 0% | 0% | 0% | 0% | 0% | 0% | 0% | 0% | 0% | 0% | 0% | 0% | 0% | 0% | 0% | 0% | 0% | 0 | #NAME? | #NAME? | #NAME? | 1 | 31 | 1.5% | 14893.2 | 2836.8 | 4255.2 |  | 1 | 1 | 1 | 1 | 2978.64 | 567.36 | 851.04 |  | 1 | 1 | 1 | 1 | 21985.2 | 21985.2 | 4397.04 | 4397.04 | 13.963 | 0 | 0 | 0 | 0 | 0 | 0 | 0 | 0 | 0 | 0 | 0 | 0 | 0 | 0 | 0 | 0 | 0 | 0 | 0% | 0% | 0% | 0% | 0% | 0% | 0% | 0% | 7748.9171 | 0 | 0 | 0 | 0 | 0 | 0 | 0% | 0 | 0 | 0 | 0 | 0 | 0 | 0% | 0% | 0% | 0% | 0% | 0% | 0 | 0 | 0 | 0 | 0 | 0 | 0 | 0 | 0 | 0 | 0 | 0 | 0 | 0 | 0 | 0 | 0 | 0 | 0 | 0 | 0 | 0 | 0 | 0 | 0 | 0 | 0 | 0 | 0 | 0 |  | 0 |  | No | 45 | #NAME? | #NAME? | #NAME? | #NAME? | #NAME? | #NAME? | #NAME? | 37.0786 | 32.4073 | #NAME? | 77.9804 | 37.2176 | #NAME? | #NAME? | #NAME? | #NAME? | #NAME? | #NAME? | #NAME? | #NAME? | #NAME? | 0 | 0 | 0 | 0 | #NAME? | 4.0554 | 0 | 0 | 0 | #NAME? | #NAME? | 6285.8251 | 0 | #NAME? | #NAME? | 0.51918 | #NAME? | 12199.0378 | 3.4944 | 42628.4824 |  |  |  |  | 5389.4768 | 1026.567 | 1539.8505 |  | 2874.3876 | 547.5024 | 821.2536 |  | 12199.0378 |  | 20950.5215 | 612325.0666 |  | 49.8706 | 1044816.0132 | #NAME? | #NAME? | #NAME? | #NAME? | #NAME? | 0 | #NAME?
2014Q1 | 2014 | 2014-01-01 | 2014 | 1 | #NAME? | 2014-01-01 | 2014-01-31 | 7.15% | 0.36917 |  |  | 0 | 0 | 0 | 0 | 0 | 0 | 0 | 0 | 0 | 0 | 0 | 0 | 0% | 0% | 0% | 0% | 0% | 0% | 0% | 0% | 0% | 0% | 0% | 0% | 0% | 0% | 0% | 0% | 0% | 0% | 0% | 0% | 0% | 0% | 0% | 0% | 0 | #NAME? | #NAME? | #NAME? | 1 | 31 | 1.5% | 15602.4 | 2836.8 | 3546 |  | 1 | 1 | 1 | 1 | 3120.48 | 567.36 | 709.2 |  | 1 | 1 | 1 | 1 | 21985.2 | 21985.2 | 4397.04 | 4397.04 | 14.0479 | 0 | 0 | 0 | 0 | 0 | 0 | 0 | 0 | 0 | 0 | 0 | 0 | 0 | 0 | 0 | 0 | 0 | 0 | 0% | 0% | 0% | 0% | 0% | 0% | 0% | 0% | 7750.22 | 0 | 0 | 0 | 0 | 0 | 0 | 0% | 0 | 0 | 0 | 0 | 0 | 0 | 0% | 0% | 0% | 0% | 0% | 0% | 0 | 0 | 0 | 0 | 0 | 0 | 0 | 0 | 0 | 0 | 0 | 0 | 0 | 0 | 0 | 0 | 0 | 0 | 0 | 0 | 0 | 0 | 0 | 0 | 0 | 0 | 0 | 0 | 0 | 0 |  | 0 |  | No | 45 | #NAME? | #NAME? | #NAME? | #NAME? | #NAME? | #NAME? | #NAME? | 37.0786 | 32.4073 | #NAME? | 77.9804 | 37.2176 | #NAME? | #NAME? | #NAME? | #NAME? | #NAME? | #NAME? | #NAME? | #NAME? | #NAME? | 0 | 0 | 0 | 0 | #NAME? | 3.8498 | 0 | 0 | 0 | #NAME? | #NAME? | 5967.2377 | 0 | #NAME? | #NAME? | 0.51926 | #NAME? | 12199.0378 | 3.5992 | 43907.3369 |  |  |  |  | 5646.1185 | 1026.567 | 1283.2088 |  | 3011.2632 | 547.5024 | 684.378 |  | 12199.0378 |  | 20950.5215 | 612213.1588 |  | 49.8011 | 1043358.2517 | #NAME? | #NAME? | #NAME? | #NAME? | #NAME? | 0 | #NAME?
2014Q1 | 2014 | 2014-02-01 | 2014 | 2 | #NAME? | 2014-02-01 | 2014-02-28 | 7.15% | 0.36718 |  |  | 0 | 0 | 0 | 0 | 0 | 0 | 0 | 0 | 0 | 0 | 0 | 0 | 0% | 0% | 0% | 0% | 0% | 0% | 0% | 0% | 0% | 0% | 0% | 0% | 0% | 0% | 0% | 0% | 0% | 0% | 0% | 0% | 0% | 0% | 0% | 0% | 0 | 20 | 4 | 4 | 0 | 28 | 1.5% | 14184 | 2836.8 | 2836.8 |  | 1 | 1 | 1 | 1 | 2836.8 | 567.36 | 567.36 |  | 1 | 1 | 1 | 1 | 19857.6 | 19857.6 | 3971.52 | 3971.52 | 14.1328 | 0 | 0 | 0 | 0 | 0 | 0 | 0 | 0 | 0 | 0 | 0 | 0 | 0 | 0 | 0 | 0 | 0 | 0 | 0% | 0% | 0% | 0% | 0% | 0% | 0% | 0% | 7751.5229 | 0 | 0 | 0 | 0 | 0 | 0 | 0% | 0 | 0 | 0 | 0 | 0 | 0 | 0% | 0% | 0% | 0% | 0% | 0% | 0 | 0 | 0 | 0 | 0 | 0 | 0 | 0 | 0 | 0 | 0 | 0 | 0 | 0 | 0 | 0 | 0 | 0 | 0 | 0 | 0 | 0 | 0 | 0 | 0 | 0 | 0 | 0 | 0 | 0 |  | 0 |  | No | 45 | 8865 | 2659.5 | 1773 | 531.9 | 1773 | 531.9 | 0 | 37.0786 | 32.4073 | 598236.893 | 77.9804 | 37.2176 | 609624.3665 | 1207861.2595 | 8865 | 2659.5 | 1773 | 531.9 | 1773 | 531.9 | 0 | 0 | 0 | 0 | 0 | 213573.214 | 3.5558 | 0 | 0 | 0 | 213573.214 | 770544.3987 | 4978.078 | 0 | 775522.4767 | 27152.7858 | 0.51935 | 0 | 11018.4858 | 3.5992 | 39658.2398 |  |  |  |  | 5132.835 | 1026.567 | 1026.567 |  | 2737.512 | 547.5024 | 547.5024 |  | 11018.4858 |  | 18923.0517 | 470662.5937 |  | 42.3968 | 802277.0625 | 0 | 0 | 0 | 0 | 0 | 0 | 0
2014Q1 | 2014 | 2014-03-01 | 2014 | 3 | #NAME? | 2014-03-01 | 2014-03-31 | 7.15% | 0.365 |  |  | 0 | 0 | 0 | 0 | 0 | 0 | 0 | 0 | 0 | 0 | 0 | 0 | 0% | 0% | 0% | 0% | 0% | 0% | 0% | 0% | 0% | 0% | 0% | 0% | 0% | 0% | 0% | 0% | 0% | 0% | 0% | 0% | 0% | 0% | 0% | 0% | 0 | 21 | 5 | 5 | 0 | 31 | 1.5% | 14893.2 | 3546 | 3546 |  | 1 | 1 | 1 | 1 | 2978.64 | 709.2 | 709.2 |  | 1 | 1 | 1 | 1 | 21985.2 | 21985.2 | 4397.04 | 4397.04 | 14.2094 | 0 | 0 | 0 | 0 | 0 | 0 | 0 | 0 | 0 | 0 | 0 | 0 | 0 | 0 | 0 | 0 | 0 | 0 | 0% | 0% | 0% | 0% | 0% | 0% | 0% | 0% | 7752.8258 | 0 | 0 | 0 | 0 | 0 | 0 | 0% | 0 | 0 | 0 | 0 | 0 | 0 | 0% | 0% | 0% | 0% | 0% | 0% | 0 | 0 | 0 | 0 | 0 | 0 | 0 | 0 | 0 | 0 | 0 | 0 | 0 | 0 | 0 | 0 | 0 | 0 | 0 | 0 | 0 | 0 | 0 | 0 | 0 | 0 | 0 | 0 | 0 | 0 |  | 0 |  | No | 45 | 9308.25 | 2792.475 | 2216.25 | 664.875 | 2216.25 | 664.875 | 0 | 37.0786 | 32.4073 | 662333.703 | 77.9804 | 37.2176 | 674941.2629 | 1337274.9659 | 9308.25 | 2792.475 | 2216.25 | 664.875 | 2216.25 | 664.875 | 0 | 0 | 0 | 0 | 0 | 236495.802 | 3.3649 | 0 | 0 | 0 | 236495.802 | 808102.3842 | 5215.5703 | 0 | 813317.9545 | 30062.0129 | 0.51944 | 0 | 12199.0379 | 3.5992 | 43907.3369 |  |  |  |  | 5389.4768 | 1283.2088 | 1283.2088 |  | 2874.3876 | 684.378 | 684.378 |  | 12199.0379 |  | 20950.5215 | 483006.0533 |  | 38.944 | 815897.7904 | 0 | 0 | 0 | 0 | 0 | 0 | 0
2014Q2 | 2014 | 2014-04-01 | 2014 | 4 | #NAME? | 2014-04-01 | 2014-04-30 | 7.15% | 0.3629 |  |  | 0 | 0 | 0 | 0 | 0 | 0 | 0 | 0 | 0 | 0 | 0 | 0 | 0% | 0% | 0% | 0% | 0% | 0% | 0% | 0% | 0% | 0% | 0% | 0% | 0% | 0% | 0% | 0% | 0% | 0% | 0% | 0% | 0% | 0% | 0% | 0% | 0 | 22 | 4 | 4 | 0 | 30 | 1.5% | 15602.4 | 2836.8 | 2836.8 |  | 1 | 1 | 1 | 1 | 3120.48 | 567.36 | 567.36 |  | 1 | 1 | 1 | 1 | 21276 | 21276 | 4255.2 | 4255.2 | 14.2943 | 0 | 0 | 0 | 0 | 0 | 0 | 0 | 0 | 0 | 0 | 0 | 0 | 0 | 0 | 0 | 0 | 0 | 0 | 0% | 0% | 0% | 0% | 0% | 0% | 0% | 0% | 7754.1286 | 0 | 0 | 0 | 0 | 0 | 0 | 0% | 0 | 0 | 0 | 0 | 0 | 0 | 0% | 0% | 0% | 0% | 0% | 0% | 0 | 0 | 0 | 0 | 0 | 0 | 0 | 0 | 0 | 0 | 0 | 0 | 0 | 0 | 0 | 0 | 0 | 0 | 0 | 0 | 0 | 0 | 0 | 0 | 0 | 0 | 0 | 0 | 0 | 0 |  | 0 |  | No | 45 | 9751.5 | 2925.45 | 1773 | 531.9 | 1773 | 531.9 | 0 | 37.0786 | 32.4073 | 640968.0997 | 77.9804 | 37.2176 | 653168.9641 | 1294137.0638 | 9751.5 | 2925.45 | 1773 | 531.9 | 1773 | 531.9 | 0 | 0 | 0 | 0 | 0 | 228905.3668 | 3.2639 | 0 | 0 | 0 | 228905.3668 | 759058.2377 | 4895.9027 | 0 | 763954.1403 | 29092.2705 | 0.51953 | 0 | 11805.5205 | 3.5992 | 42490.9712 |  |  |  |  | 5646.1185 | 1026.567 | 1026.567 |  | 3011.2632 | 547.5024 | 547.5024 |  | 11805.5205 |  | 20274.6982 | 468575.0434 |  | 38.974 | 790185.599 | 0 | 0 | 0 | 0 | 0 | 0 | 0
2014Q2 | 2014 | 2014-05-01 | 2014 | 5 | #NAME? | 2014-05-01 | 2014-05-31 | 7.15% | 0.36074 |  |  | 0 | 0 | 0 | 0 | 0 | 0 | 0 | 0 | 0 | 0 | 0 | 0 | 0% | 0% | 0% | 0% | 0% | 0% | 0% | 0% | 0% | 0% | 0% | 0% | 0% | 0% | 0% | 0% | 0% | 0% | 0% | 0% | 0% | 0% | 0% | 0% | 0 | #NAME? | #NAME? | #NAME? | 1 | 31 | 1.5% | 14893.2 | 3546 | 3546 |  | 1 | 1 | 1 | 1 | 2978.64 | 709.2 | 709.2 |  | 1 | 1 | 1 | 1 | 21985.2 | 21985.2 | 4397.04 | 4397.04 | 14.3765 | 0 | 0 | 0 | 0 | 0 | 0 | 0 | 0 | 0 | 0 | 0 | 0 | 0 | 0 | 0 | 0 | 0 | 0 | 0% | 0% | 0% | 0% | 0% | 0% | 0% | 0% | 7755.4315 | 0 | 0 | 0 | 0 | 0 | 0 | 0% | 0 | 0 | 0 | 0 | 0 | 0 | 0% | 0% | 0% | 0% | 0% | 0% | 0 | 0 | 0 | 0 | 0 | 0 | 0 | 0 | 0 | 0 | 0 | 0 | 0 | 0 | 0 | 0 | 0 | 0 | 0 | 0 | 0 | 0 | 0 | 0 | 0 | 0 | 0 | 0 | 0 | 0 |  | 0 |  | No | 45 | #NAME? | 0 | #NAME? | 0 | #NAME? | 0 | #NAME? | 37.9685 | 33.185 | #NAME? | 79.8519 | 38.1108 | #NAME? | #NAME? | #NAME? | 0 | #NAME? | 0 | #NAME? | 0 | #NAME? | 0 | 0 | 0 | 0 | #NAME? | 3.2393 | 0 | 0 | 0 | #NAME? | #NAME? | 5020.9453 | 0 | #NAME? | #NAME? | 0.51961 | #NAME? | 9547.0731 | 3.5992 | 34362.2636 |  |  |  |  | 3592.9845 | 855.4725 | 855.4725 |  | 2874.3876 | 684.378 | 684.378 |  | 9547.0731 |  | 22276.5039 | 369515.1445 |  | 39.2152 | 873578.4321 | #NAME? | #NAME? | #NAME? | #NAME? | #NAME? | 0 | #NAME?
2014Q2 | 2014 | 2014-06-01 | 2014 | 6 | #NAME? | 2014-06-01 | 2014-06-30 | 7.15% | 0.35867 |  |  | 0 | 0 | 0 | 0 | 0 | 0 | 0 | 0 | 0 | 0 | 0 | 0 | 0% | 0% | 0% | 0% | 0% | 0% | 0% | 0% | 0% | 0% | 0% | 0% | 0% | 0% | 0% | 0% | 0% | 0% | 0% | 0% | 0% | 0% | 0% | 0% | 0 | 21 | 4 | 5 | 0 | 30 | 1.5% | 14893.2 | 2836.8 | 3546 |  | 1 | 1 | 1 | 1 | 2978.64 | 567.36 | 709.2 |  | 1 | 1 | 1 | 1 | 21276 | 21276 | 4255.2 | 4255.2 | 14.4613 | 0 | 0 | 0 | 0 | 0 | 0 | 0 | 0 | 0 | 0 | 0 | 0 | 0 | 0 | 0 | 0 | 0 | 0 | 0% | 0% | 0% | 0% | 0% | 0% | 0% | 0% | 7756.7344 | 0 | 0 | 0 | 0 | 0 | 0 | 0% | 0 | 0 | 0 | 0 | 0 | 0 | 0% | 0% | 0% | 0% | 0% | 0% | 0 | 0 | 0 | 0 | 0 | 0 | 0 | 0 | 0 | 0 | 0 | 0 | 0 | 0 | 0 | 0 | 0 | 0 | 0 | 0 | 0 | 0 | 0 | 0 | 0 | 0 | 0 | 0 | 0 | 0 |  | 0 |  | No | 45 | 11169.9 | 0 | 2127.6 | 0 | 2659.5 | 0 | 0 | 37.9685 | 33.185 | 605862.7699 | 79.8519 | 38.1108 | 1293601.3493 | 1899464.1192 | 11169.9 | 0 | 2127.6 | 0 | 2659.5 | 0 | 0 | 0 | 0 | 0 | 0 | 198038.7373 | 3.2784 | 0 | 0 | 0 | 198038.7373 | 659577.6493 | 4917.673 | 0 | 664495.3222 | 25196.103 | 0.5197 | 0 | 9239.103 | 3.5992 | 33253.8035 |  |  |  |  | 3592.9845 | 684.378 | 855.4725 |  | 2874.3876 | 547.5024 | 684.378 |  | 9239.103 |  | 21557.907 | 379760.64 |  | 42.5223 | 916690.8075 | 0 | 0 | 0 | 0 | 0 | 0 | 0
2014Q3 | 2014 | 2014-07-01 | 2014 | 7 | #NAME? | 2014-07-01 | 2014-07-31 | 7.15% | 0.35654 |  |  | 0 | 0 | 0 | 0 | 0 | 0 | 0 | 0 | 0 | 0 | 0 | 0 | 0% | 0% | 0% | 0% | 0% | 0% | 0% | 0% | 0% | 0% | 0% | 0% | 0% | 0% | 0% | 0% | 0% | 0% | 0% | 0% | 0% | 0% | 0% | 0% | 0 | #NAME? | #NAME? | #NAME? | 1 | 31 | 1.5% | 15602.4 | 2836.8 | 3546 |  | 1 | 1 | 1 | 1 | 3120.48 | 567.36 | 709.2 |  | 1 | 1 | 1 | 1 | 21985.2 | 21985.2 | 4397.04 | 4397.04 | 14.5435 | 0 | 0 | 0 | 0 | 0 | 0 | 0 | 0 | 0 | 0 | 0 | 0 | 0 | 0 | 0 | 0 | 0 | 0 | 0% | 0% | 0% | 0% | 0% | 0% | 0% | 0% | 7758.0373 | 0 | 0 | 0 | 0 | 0 | 0 | 0% | 0 | 0 | 0 | 0 | 0 | 0 | 0% | 0% | 0% | 0% | 0% | 0% | 0 | 0 | 0 | 0 | 0 | 0 | 0 | 0 | 0 | 0 | 0 | 0 | 0 | 0 | 0 | 0 | 0 | 0 | 0 | 0 | 0 | 0 | 0 | 0 | 0 | 0 | 0 | 0 | 0 | 0 |  | 0 |  | No | 45 | #NAME? | 0 | #NAME? | 0 | #NAME? | 0 | #NAME? | 37.9685 | 33.185 | #NAME? | 79.8519 | 38.1108 | #NAME? | #NAME? | #NAME? | 0 | #NAME? | 0 | #NAME? | 0 | #NAME? | 0 | 0 | 0 | 0 | #NAME? | 3.3679 | 0 | 0 | 0 | #NAME? | #NAME? | 5220.3031 | 0 | #NAME? | #NAME? | 0.51979 | #NAME? | 9547.0731 | 3.5992 | 34362.2636 |  |  |  |  | 3764.079 | 684.378 | 855.4725 |  | 3011.2632 | 547.5024 | 684.378 |  | 9547.0731 |  | 22276.5039 | 520304.6356 |  | 57.7129 | 1285642.3408 | #NAME? | #NAME? | #NAME? | #NAME? | #NAME? | 0 | #NAME?
2014Q3 | 2014 | 2014-08-01 | 2014 | 8 | #NAME? | 2014-08-01 | 2014-08-31 | 7.15% | 0.35442 |  |  | 0 | 0 | 0 | 0 | 0 | 0 | 0 | 0 | 0 | 0 | 0 | 0 | 0% | 0% | 0% | 0% | 0% | 0% | 0% | 0% | 0% | 0% | 0% | 0% | 0% | 0% | 0% | 0% | 0% | 0% | 0% | 0% | 0% | 0% | 0% | 0% | 0 | 21 | 5 | 5 | 0 | 31 | 1.5% | 14893.2 | 3546 | 3546 |  | 1 | 1 | 1 | 1 | 2978.64 | 709.2 | 709.2 |  | 1 | 1 | 1 | 1 | 21985.2 | 21985.2 | 4397.04 | 4397.04 | 14.6283 | 0 | 0 | 0 | 0 | 0 | 0 | 0 | 0 | 0 | 0 | 0 | 0 | 0 | 0 | 0 | 0 | 0 | 0 | 0% | 0% | 0% | 0% | 0% | 0% | 0% | 0% | 7759.3402 | 0 | 0 | 0 | 0 | 0 | 0 | 0% | 0 | 0 | 0 | 0 | 0 | 0 | 0% | 0% | 0% | 0% | 0% | 0% | 0 | 0 | 0 | 0 | 0 | 0 | 0 | 0 | 0 | 0 | 0 | 0 | 0 | 0 | 0 | 0 | 0 | 0 | 0 | 0 | 0 | 0 | 0 | 0 | 0 | 0 | 0 | 0 | 0 | 0 |  | 0 |  | No | 45 | 11169.9 | 0 | 2659.5 | 0 | 2659.5 | 0 | 0 | 37.9685 | 33.185 | 626058.1956 | 79.8519 | 38.1108 | 1336721.3942 | 1962779.5898 | 11169.9 | 0 | 2659.5 | 0 | 2659.5 | 0 | 0 | 0 | 0 | 0 | 0 | 204708.7743 | 3.495 | 0 | 0 | 0 | 204708.7743 | 726128.677 | 5417.2968 | 0 | 731545.9738 | 26035.9731 | 0.51988 | 0 | 9547.0731 | 3.5992 | 34362.2636 |  |  |  |  | 3592.9845 | 855.4725 | 855.4725 |  | 2874.3876 | 684.378 | 684.378 |  | 9547.0731 |  | 22276.5039 | 614605.1447 |  | 67.782 | 1509946.4078 | 0 | 0 | 0 | 0 | 0 | 0 | 0
2014Q3 | 2014 | 2014-09-01 | 2014 | 9 | #NAME? | 2014-09-01 | 2014-09-30 | 7.15% | 0.35238 |  |  | 0 | 0 | 0 | 0 | 0 | 0 | 0 | 0 | 0 | 0 | 0 | 0 | 0% | 0% | 0% | 0% | 0% | 0% | 0% | 0% | 0% | 0% | 0% | 0% | 0% | 0% | 0% | 0% | 0% | 0% | 0% | 0% | 0% | 0% | 0% | 0% | 0 | #NAME? | #NAME? | #NAME? | 1 | 30 | 1.5% | 14893.2 | 2836.8 | 3546 |  | 1 | 1 | 1 | 1 | 2978.64 | 567.36 | 709.2 |  | 1 | 1 | 1 | 1 | 21276 | 21276 | 4255.2 | 4255.2 | 14.7132 | 0 | 0 | 0 | 0 | 0 | 0 | 0 | 0 | 0 | 0 | 0 | 0 | 0 | 0 | 0 | 0 | 0 | 0 | 0% | 0% | 0% | 0% | 0% | 0% | 0% | 0% | 7760.643 | 0 | 0 | 0 | 0 | 0 | 0 | 0% | 0 | 0 | 0 | 0 | 0 | 0 | 0% | 0% | 0% | 0% | 0% | 0% | 0 | 0 | 0 | 0 | 0 | 0 | 0 | 0 | 0 | 0 | 0 | 0 | 0 | 0 | 0 | 0 | 0 | 0 | 0 | 0 | 0 | 0 | 0 | 0 | 0 | 0 | 0 | 0 | 0 | 0 |  | 0 |  | No | 45 | #NAME? | 0 | #NAME? | 0 | #NAME? | 0 | #NAME? | 37.9685 | 33.185 | #NAME? | 79.8519 | 38.1108 | #NAME? | #NAME? | #NAME? | 0 | #NAME? | 0 | #NAME? | 0 | #NAME? | 0 | 0 | 0 | 0 | #NAME? | 3.6463 | 0 | 0 | 0 | #NAME? | #NAME? | 5469.5198 | 0 | #NAME? | #NAME? | 0.51996 | #NAME? | 9239.103 | 3.5992 | 33253.8035 |  |  |  |  | 3592.9845 | 684.378 | 855.4725 |  | 2874.3876 | 547.5024 | 684.378 |  | 9239.103 |  | 21557.907 | 543917.2324 |  | 61.1049 | 1317293.631 | #NAME? | #NAME? | #NAME? | #NAME? | #NAME? | 0 | #NAME?
2014Q4 | 2014 | 2014-10-01 | 2014 | 10 | #NAME? | 2014-10-01 | 2014-10-31 | 7.15% | 0.35028 |  |  | 0 | 0 | 0 | 0 | 0 | 0 | 0 | 0 | 0 | 0 | 0 | 0 | 0% | 0% | 0% | 0% | 0% | 0% | 0% | 0% | 0% | 0% | 0% | 0% | 0% | 0% | 0% | 0% | 0% | 0% | 0% | 0% | 0% | 0% | 0% | 0% | 0 | 23 | 4 | 4 | 0 | 31 | 1.5% | 16311.6 | 2836.8 | 2836.8 |  | 1 | 1 | 1 | 1 | 3262.32 | 567.36 | 567.36 |  | 1 | 1 | 1 | 1 | 21985.2 | 21985.2 | 4397.04 | 4397.04 | 14.7953 | 0 | 0 | 0 | 0 | 0 | 0 | 0 | 0 | 0 | 0 | 0 | 0 | 0 | 0 | 0 | 0 | 0 | 0 | 0% | 0% | 0% | 0% | 0% | 0% | 0% | 0% | 7761.9459 | 0 | 0 | 0 | 0 | 0 | 0 | 0% | 0 | 0 | 0 | 0 | 0 | 0 | 0% | 0% | 0% | 0% | 0% | 0% | 0 | 0 | 0 | 0 | 0 | 0 | 0 | 0 | 0 | 0 | 0 | 0 | 0 | 0 | 0 | 0 | 0 | 0 | 0 | 0 | 0 | 0 | 0 | 0 | 0 | 0 | 0 | 0 | 0 | 0 |  | 0 |  | No | 45 | 10194.75 | 3058.425 | 1773 | 531.9 | 1773 | 531.9 | 0 | 37.9685 | 33.185 | 678229.7119 | 79.8519 | 38.1108 | 691139.8532 | 1369369.5651 | 10194.75 | 3058.425 | 1773 | 531.9 | 1773 | 531.9 | 0 | 0 | 0 | 0 | 0 | 236774.0076 | 3.8084 | 0 | 0 | 0 | 236774.0076 | 914063.2335 | 5903.0015 | 0 | 919966.2351 | 30062.0128 | 0.52005 | 0 | 12199.0378 | 3.5992 | 43907.3369 |  |  |  |  | 5902.7603 | 1026.567 | 1026.567 |  | 3148.1388 | 547.5024 | 547.5024 |  | 12199.0378 |  | 20950.5215 | 651638.5508 |  | 52.5723 | 1101417.8945 | 0 | 0 | 0 | 0 | 0 | 0 | 0
2014Q4 | 2014 | 2014-11-01 | 2014 | 11 | #NAME? | 2014-11-01 | 2014-11-30 | 7.15% | 0.34827 |  |  | 0 | 0 | 0 | 0 | 0 | 0 | 0 | 0 | 0 | 0 | 0 | 0 | 0% | 0% | 0% | 0% | 0% | 0% | 0% | 0% | 0% | 0% | 0% | 0% | 0% | 0% | 0% | 0% | 0% | 0% | 0% | 0% | 0% | 0% | 0% | 0% | 0 | #NAME? | #NAME? | #NAME? | 1 | 30 | 1.5% | 13474.8 | 3546 | 4255.2 |  | 1 | 1 | 1 | 1 | 2694.96 | 709.2 | 851.04 |  | 1 | 1 | 1 | 1 | 21276 | 21276 | 4255.2 | 4255.2 | 14.8802 | 0 | 0 | 0 | 0 | 0 | 0 | 0 | 0 | 0 | 0 | 0 | 0 | 0 | 0 | 0 | 0 | 0 | 0 | 0% | 0% | 0% | 0% | 0% | 0% | 0% | 0% | 7763.2488 | 0 | 0 | 0 | 0 | 0 | 0 | 0% | 0 | 0 | 0 | 0 | 0 | 0 | 0% | 0% | 0% | 0% | 0% | 0% | 0 | 0 | 0 | 0 | 0 | 0 | 0 | 0 | 0 | 0 | 0 | 0 | 0 | 0 | 0 | 0 | 0 | 0 | 0 | 0 | 0 | 0 | 0 | 0 | 0 | 0 | 0 | 0 | 0 | 0 |  | 0 |  | No | 45 | #NAME? | #NAME? | #NAME? | #NAME? | #NAME? | #NAME? | #NAME? | 37.9685 | 33.185 | #NAME? | 79.8519 | 38.1108 | #NAME? | #NAME? | #NAME? | #NAME? | #NAME? | #NAME? | #NAME? | #NAME? | #NAME? | 0 | 0 | 0 | 0 | #NAME? | 3.9682 | 0 | 0 | 0 | #NAME? | #NAME? | 5952.2658 | 0 | #NAME? | #NAME? | 0.52014 | #NAME? | 11805.5205 | 3.5992 | 42490.9712 |  |  |  |  | 4876.1932 | 1283.2088 | 1539.8505 |  | 2600.6364 | 684.378 | 821.2536 |  | 11805.5205 |  | 20274.6982 | 632391.784 |  | 53.2521 | 1079670.7692 | #NAME? | #NAME? | #NAME? | #NAME? | #NAME? | 0 | #NAME?
2014Q4 | 2014 | 2014-12-01 | 2014 | 12 | #NAME? | 2014-12-01 | 2014-12-31 | 7.15% | 0.3462 |  |  | 0 | 0 | 0 | 0 | 0 | 0 | 0 | 0 | 0 | 0 | 0 | 0 | 0% | 0% | 0% | 0% | 0% | 0% | 0% | 0% | 0% | 0% | 0% | 0% | 0% | 0% | 0% | 0% | 0% | 0% | 0% | 0% | 0% | 0% | 0% | 0% | 0 | #NAME? | #NAME? | #NAME? | 1 | 31 | 1.5% | 15602.4 | 2836.8 | 3546 |  | 1 | 1 | 1 | 1 | 3120.48 | 567.36 | 709.2 |  | 1 | 1 | 1 | 1 | 21985.2 | 21985.2 | 4397.04 | 4397.04 | 14.9624 | 0 | 0 | 0 | 0 | 0 | 0 | 0 | 0 | 0 | 0 | 0 | 0 | 0 | 0 | 0 | 0 | 0 | 0 | 0% | 0% | 0% | 0% | 0% | 0% | 0% | 0% | 7764.5517 | 0 | 0 | 0 | 0 | 0 | 0 | 0% | 0 | 0 | 0 | 0 | 0 | 0 | 0% | 0% | 0% | 0% | 0% | 0% | 0 | 0 | 0 | 0 | 0 | 0 | 0 | 0 | 0 | 0 | 0 | 0 | 0 | 0 | 0 | 0 | 0 | 0 | 0 | 0 | 0 | 0 | 0 | 0 | 0 | 0 | 0 | 0 | 0 | 0 |  | 0 |  | No | 45 | #NAME? | #NAME? | #NAME? | #NAME? | #NAME? | #NAME? | #NAME? | 37.9685 | 33.185 | #NAME? | 79.8519 | 38.1108 | #NAME? | #NAME? | #NAME? | #NAME? | #NAME? | #NAME? | #NAME? | #NAME? | #NAME? | 0 | 0 | 0 | 0 | #NAME? | 4.137 | 0 | 0 | 0 | #NAME? | #NAME? | 6412.2943 | 0 | #NAME? | #NAME? | 0.52022 | #NAME? | 12199.0378 | 3.5992 | 43907.3369 |  |  |  |  | 5646.1185 | 1026.567 | 1283.2088 |  | 3011.2632 | 547.5024 | 684.378 |  | 12199.0378 |  | 20950.5215 | 630048.5244 |  | 51.3141 | 1075057.7156 | #NAME? | #NAME? | #NAME? | #NAME? | #NAME? | 0 | #NAME?
2015Q1 | 2015 | 2015-01-01 | 2015 | 1 | #NAME? | 2015-01-01 | 2015-01-31 | 7.15% | 0.34414 |  |  | 0 | 0 | 0 | 0 | 0 | 0 | 0 | 0 | 0 | 0 | 0 | 0 | 0% | 0% | 0% | 0% | 0% | 0% | 0% | 0% | 0% | 0% | 0% | 0% | 0% | 0% | 0% | 0% | 0% | 0% | 0% | 0% | 0% | 0% | 0% | 0% | 0 | #NAME? | #NAME? | #NAME? | 1 | 31 | 1.5% | 14893.2 | 3546 | 3546 |  | 1 | 1 | 1 | 1 | 2978.64 | 709.2 | 709.2 |  | 1 | 1 | 1 | 1 | 21985.2 | 21985.2 | 4397.04 | 4397.04 | 15.0472 | 0 | 0 | 0 | 0 | 0 | 0 | 0 | 0 | 0 | 0 | 0 | 0 | 0 | 0 | 0 | 0 | 0 | 0 | 0% | 0% | 0% | 0% | 0% | 0% | 0% | 0% | 7765.8546 | 0 | 0 | 0 | 0 | 0 | 0 | 0% | 0 | 0 | 0 | 0 | 0 | 0 | 0% | 0% | 0% | 0% | 0% | 0% | 0 | 0 | 0 | 0 | 0 | 0 | 0 | 0 | 0 | 0 | 0 | 0 | 0 | 0 | 0 | 0 | 0 | 0 | 0 | 0 | 0 | 0 | 0 | 0 | 0 | 0 | 0 | 0 | 0 | 0 |  | 0 |  | No | 45 | #NAME? | #NAME? | #NAME? | #NAME? | #NAME? | #NAME? | #NAME? | 37.9685 | 33.185 | #NAME? | 79.8519 | 38.1108 | #NAME? | #NAME? | #NAME? | #NAME? | #NAME? | #NAME? | #NAME? | #NAME? | #NAME? | 0 | 0 | 0 | 0 | #NAME? | 3.9178 | 0 | 0 | 0 | #NAME? | #NAME? | 6072.5312 | 0 | #NAME? | #NAME? | 0.52031 | #NAME? | 12199.0379 | 3.7072 | 45224.557 |  |  |  |  | 5389.4768 | 1283.2088 | 1283.2088 |  | 2874.3876 | 684.378 | 684.378 |  | 12199.0379 |  | 20950.5215 | 626792.9591 |  | 50.9871 | 1068205.733 | #NAME? | #NAME? | #NAME? | #NAME? | #NAME? | 0 | #NAME?
2015Q1 | 2015 | 2015-02-01 | 2015 | 2 | #NAME? | 2015-02-01 | 2015-02-28 | 7.15% | 0.34229 |  |  | 0 | 0 | 0 | 0 | 0 | 0 | 0 | 0 | 0 | 0 | 0 | 0 | 0% | 0% | 0% | 0% | 0% | 0% | 0% | 0% | 0% | 0% | 0% | 0% | 0% | 0% | 0% | 0% | 0% | 0% | 0% | 0% | 0% | 0% | 0% | 0% | 0 | 20 | 4 | 4 | 0 | 28 | 1.5% | 14184 | 2836.8 | 2836.8 |  | 1 | 1 | 1 | 1 | 2836.8 | 567.36 | 567.36 |  | 1 | 1 | 1 | 1 | 19857.6 | 19857.6 | 3971.52 | 3971.52 | 15.1321 | 0 | 0 | 0 | 0 | 0 | 0 | 0 | 0 | 0 | 0 | 0 | 0 | 0 | 0 | 0 | 0 | 0 | 0 | 0% | 0% | 0% | 0% | 0% | 0% | 0% | 0% | 7767.1574 | 0 | 0 | 0 | 0 | 0 | 0 | 0% | 0 | 0 | 0 | 0 | 0 | 0 | 0% | 0% | 0% | 0% | 0% | 0% | 0 | 0 | 0 | 0 | 0 | 0 | 0 | 0 | 0 | 0 | 0 | 0 | 0 | 0 | 0 | 0 | 0 | 0 | 0 | 0 | 0 | 0 | 0 | 0 | 0 | 0 | 0 | 0 | 0 | 0 |  | 0 |  | No | 45 | 8865 | 2659.5 | 1773 | 531.9 | 1773 | 531.9 | 0 | 37.9685 | 33.185 | 612594.5785 | 79.8519 | 38.1108 | 624255.3513 | 1236849.9298 | 8865 | 2659.5 | 1773 | 531.9 | 1773 | 531.9 | 0 | 0 | 0 | 0 | 0 | 214003.984 | 3.6185 | 0 | 0 | 0 | 214003.984 | 785525.7076 | 5065.9176 | 0 | 790591.6251 | 27152.7858 | 0.5204 | 0 | 11018.4858 | 3.7072 | 40847.987 |  |  |  |  | 5132.835 | 1026.567 | 1026.567 |  | 2737.512 | 547.5024 | 547.5024 |  | 11018.4858 |  | 18923.0517 | 474826.5049 |  | 42.7719 | 809374.7381 | 0 | 0 | 0 | 0 | 0 | 0 | 0
2015Q1 | 2015 | 2015-03-01 | 2015 | 3 | #NAME? | 2015-03-01 | 2015-03-31 | 7.15% | 0.34026 |  |  | 0 | 0 | 0 | 0 | 0 | 0 | 0 | 0 | 0 | 0 | 0 | 0 | 0% | 0% | 0% | 0% | 0% | 0% | 0% | 0% | 0% | 0% | 0% | 0% | 0% | 0% | 0% | 0% | 0% | 0% | 0% | 0% | 0% | 0% | 0% | 0% | 0 | 22 | 4 | 5 | 0 | 31 | 1.5% | 15602.4 | 2836.8 | 3546 |  | 1 | 1 | 1 | 1 | 3120.48 | 567.36 | 709.2 |  | 1 | 1 | 1 | 1 | 21985.2 | 21985.2 | 4397.04 | 4397.04 | 15.2088 | 0 | 0 | 0 | 0 | 0 | 0 | 0 | 0 | 0 | 0 | 0 | 0 | 0 | 0 | 0 | 0 | 0 | 0 | 0% | 0% | 0% | 0% | 0% | 0% | 0% | 0% | 7768.4603 | 0 | 0 | 0 | 0 | 0 | 0 | 0% | 0 | 0 | 0 | 0 | 0 | 0 | 0% | 0% | 0% | 0% | 0% | 0% | 0 | 0 | 0 | 0 | 0 | 0 | 0 | 0 | 0 | 0 | 0 | 0 | 0 | 0 | 0 | 0 | 0 | 0 | 0 | 0 | 0 | 0 | 0 | 0 | 0 | 0 | 0 | 0 | 0 | 0 |  | 0 |  | No | 45 | 9751.5 | 2925.45 | 1773 | 531.9 | 2216.25 | 664.875 | 0 | 37.9685 | 33.185 | 678229.7119 | 79.8519 | 38.1108 | 691139.8532 | 1369369.5651 | 9751.5 | 2925.45 | 1773 | 531.9 | 2216.25 | 664.875 | 0 | 0 | 0 | 0 | 0 | 236972.7259 | 3.4243 | 0 | 0 | 0 | 236972.7259 | 823802.1093 | 5307.6004 | 0 | 829109.7097 | 30062.0129 | 0.52049 | 0 | 12199.0378 | 3.7072 | 45224.557 |  |  |  |  | 5646.1185 | 1026.567 | 1283.2088 |  | 3011.2632 | 547.5024 | 684.378 |  | 12199.0378 |  | 20950.5215 | 511767.3778 |  | 41.263 | 864481.6558 | 0 | 0 | 0 | 0 | 0 | 0 | 0
2015Q2 | 2015 | 2015-04-01 | 2015 | 4 | #NAME? | 2015-04-01 | 2015-04-30 | 7.15% | 0.3383 |  |  | 0 | 0 | 0 | 0 | 0 | 0 | 0 | 0 | 0 | 0 | 0 | 0 | 0% | 0% | 0% | 0% | 0% | 0% | 0% | 0% | 0% | 0% | 0% | 0% | 0% | 0% | 0% | 0% | 0% | 0% | 0% | 0% | 0% | 0% | 0% | 0% | 0 | 22 | 4 | 4 | 0 | 30 | 1.5% | 15602.4 | 2836.8 | 2836.8 |  | 1 | 1 | 1 | 1 | 3120.48 | 567.36 | 567.36 |  | 1 | 1 | 1 | 1 | 21276 | 21276 | 4255.2 | 4255.2 | 15.2936 | 0 | 0 | 0 | 0 | 0 | 0 | 0 | 0 | 0 | 0 | 0 | 0 | 0 | 0 | 0 | 0 | 0 | 0 | 0% | 0% | 0% | 0% | 0% | 0% | 0% | 0% | 7769.7632 | 0 | 0 | 0 | 0 | 0 | 0 | 0% | 0 | 0 | 0 | 0 | 0 | 0 | 0% | 0% | 0% | 0% | 0% | 0% | 0 | 0 | 0 | 0 | 0 | 0 | 0 | 0 | 0 | 0 | 0 | 0 | 0 | 0 | 0 | 0 | 0 | 0 | 0 | 0 | 0 | 0 | 0 | 0 | 0 | 0 | 0 | 0 | 0 | 0 |  | 0 |  | No | 45 | 9751.5 | 2925.45 | 1773 | 531.9 | 1773 | 531.9 | 0 | 37.9685 | 33.185 | 656351.3341 | 79.8519 | 38.1108 | 668845.0192 | 1325196.3533 | 9751.5 | 2925.45 | 1773 | 531.9 | 1773 | 531.9 | 0 | 0 | 0 | 0 | 0 | 229366.9061 | 3.3215 | 0 | 0 | 0 | 229366.9061 | 773798.6472 | 4982.2922 | 0 | 778780.9394 | 29092.2705 | 0.52057 | 0 | 11805.5205 | 3.7072 | 43765.7003 |  |  |  |  | 5646.1185 | 1026.567 | 1026.567 |  | 3011.2632 | 547.5024 | 547.5024 |  | 11805.5205 |  | 20274.6982 | 470856.6621 |  | 39.1638 | 794033.2266 | 0 | 0 | 0 | 0 | 0 | 0 | 0
2015Q2 | 2015 | 2015-05-01 | 2015 | 5 | #NAME? | 2015-05-01 | 2015-05-31 | 7.15% | 0.33629 |  |  | 0 | 0 | 0 | 0 | 0 | 0 | 0 | 0 | 0 | 0 | 0 | 0 | 0% | 0% | 0% | 0% | 0% | 0% | 0% | 0% | 0% | 0% | 0% | 0% | 0% | 0% | 0% | 0% | 0% | 0% | 0% | 0% | 0% | 0% | 0% | 0% | 0 | #NAME? | #NAME? | #NAME? | 1 | 31 | 1.5% | 14184 | 3546 | 4255.2 |  | 1 | 1 | 1 | 1 | 2836.8 | 709.2 | 851.04 |  | 1 | 1 | 1 | 1 | 21985.2 | 21985.2 | 4397.04 | 4397.04 | 15.3758 | 0 | 0 | 0 | 0 | 0 | 0 | 0 | 0 | 0 | 0 | 0 | 0 | 0 | 0 | 0 | 0 | 0 | 0 | 0% | 0% | 0% | 0% | 0% | 0% | 0% | 0% | 7771.0661 | 0 | 0 | 0 | 0 | 0 | 0 | 0% | 0 | 0 | 0 | 0 | 0 | 0 | 0% | 0% | 0% | 0% | 0% | 0% | 0 | 0 | 0 | 0 | 0 | 0 | 0 | 0 | 0 | 0 | 0 | 0 | 0 | 0 | 0 | 0 | 0 | 0 | 0 | 0 | 0 | 0 | 0 | 0 | 0 | 0 | 0 | 0 | 0 | 0 |  | 0 |  | No | 45 | #NAME? | 0 | #NAME? | 0 | #NAME? | 0 | #NAME? | 38.8797 | 33.9815 | #NAME? | 81.7684 | 39.0255 | #NAME? | #NAME? | #NAME? | 0 | #NAME? | 0 | #NAME? | 0 | #NAME? | 0 | 0 | 0 | 0 | #NAME? | 3.2965 | 0 | 0 | 0 | #NAME? | #NAME? | 5109.5412 | 0 | #NAME? | #NAME? | 0.52066 | #NAME? | 9547.0731 | 3.7072 | 35393.1316 |  |  |  |  | 3421.89 | 855.4725 | 1026.567 |  | 2737.512 | 684.378 | 821.2536 |  | 9547.0731 |  | 22276.5039 | 389614.7699 |  | 41.3483 | 921096.3742 | #NAME? | #NAME? | #NAME? | #NAME? | #NAME? | 0 | #NAME?
2015Q2 | 2015 | 2015-06-01 | 2015 | 6 | #NAME? | 2015-06-01 | 2015-06-30 | 7.15% | 0.33435 |  |  | 0 | 0 | 0 | 0 | 0 | 0 | 0 | 0 | 0 | 0 | 0 | 0 | 0% | 0% | 0% | 0% | 0% | 0% | 0% | 0% | 0% | 0% | 0% | 0% | 0% | 0% | 0% | 0% | 0% | 0% | 0% | 0% | 0% | 0% | 0% | 0% | 0 | 22 | 4 | 4 | 0 | 30 | 1.5% | 15602.4 | 2836.8 | 2836.8 |  | 1 | 1 | 1 | 1 | 3120.48 | 567.36 | 567.36 |  | 1 | 1 | 1 | 1 | 21276 | 21276 | 4255.2 | 4255.2 | 15.4606 | 0 | 0 | 0 | 0 | 0 | 0 | 0 | 0 | 0 | 0 | 0 | 0 | 0 | 0 | 0 | 0 | 0 | 0 | 0% | 0% | 0% | 0% | 0% | 0% | 0% | 0% | 7772.369 | 0 | 0 | 0 | 0 | 0 | 0 | 0% | 0 | 0 | 0 | 0 | 0 | 0 | 0% | 0% | 0% | 0% | 0% | 0% | 0 | 0 | 0 | 0 | 0 | 0 | 0 | 0 | 0 | 0 | 0 | 0 | 0 | 0 | 0 | 0 | 0 | 0 | 0 | 0 | 0 | 0 | 0 | 0 | 0 | 0 | 0 | 0 | 0 | 0 |  | 0 |  | No | 45 | 11701.8 | 0 | 2127.6 | 0 | 2127.6 | 0 | 0 | 38.8797 | 33.9815 | 620403.4764 | 81.7684 | 39.0255 | 1324647.7816 | 1945051.258 | 11701.8 | 0 | 2127.6 | 0 | 2127.6 | 0 | 0 | 0 | 0 | 0 | 0 | 198437.9064 | 3.3363 | 0 | 0 | 0 | 198437.9064 | 672386.5554 | 5004.4466 | 0 | 677391.002 | 25196.103 | 0.52075 | 0 | 9239.103 | 3.7072 | 34251.4176 |  |  |  |  | 3764.079 | 684.378 | 684.378 |  | 3011.2632 | 547.5024 | 547.5024 |  | 9239.103 |  | 21557.907 | 389686.2559 |  | 43.6336 | 940649.9014 | 0 | 0 | 0 | 0 | 0 | 0 | 0
2015Q3 | 2015 | 2015-07-01 | 2015 | 7 | #NAME? | 2015-07-01 | 2015-07-31 | 7.15% | 0.33236 |  |  | 0 | 0 | 0 | 0 | 0 | 0 | 0 | 0 | 0 | 0 | 0 | 0 | 0% | 0% | 0% | 0% | 0% | 0% | 0% | 0% | 0% | 0% | 0% | 0% | 0% | 0% | 0% | 0% | 0% | 0% | 0% | 0% | 0% | 0% | 0% | 0% | 0 | #NAME? | #NAME? | #NAME? | 1 | 31 | 1.5% | 16311.6 | 2127.6 | 3546 |  | 1 | 1 | 1 | 1 | 3262.32 | 425.52 | 709.2 |  | 1 | 1 | 1 | 1 | 21985.2 | 21985.2 | 4397.04 | 4397.04 | 15.5428 | 0 | 0 | 0 | 0 | 0 | 0 | 0 | 0 | 0 | 0 | 0 | 0 | 0 | 0 | 0 | 0 | 0 | 0 | 0% | 0% | 0% | 0% | 0% | 0% | 0% | 0% | 7773.6718 | 0 | 0 | 0 | 0 | 0 | 0 | 0% | 0 | 0 | 0 | 0 | 0 | 0 | 0% | 0% | 0% | 0% | 0% | 0% | 0 | 0 | 0 | 0 | 0 | 0 | 0 | 0 | 0 | 0 | 0 | 0 | 0 | 0 | 0 | 0 | 0 | 0 | 0 | 0 | 0 | 0 | 0 | 0 | 0 | 0 | 0 | 0 | 0 | 0 |  | 0 |  | No | 45 | #NAME? | 0 | #NAME? | 0 | #NAME? | 0 | #NAME? | 38.8797 | 33.9815 | #NAME? | 81.7684 | 39.0255 | #NAME? | #NAME? | #NAME? | 0 | #NAME? | 0 | #NAME? | 0 | #NAME? | 0 | 0 | 0 | 0 | #NAME? | 3.4274 | 0 | 0 | 0 | #NAME? | #NAME? | 5312.4167 | 0 | #NAME? | #NAME? | 0.52084 | #NAME? | 9547.0731 | 3.7072 | 35393.1316 |  |  |  |  | 3935.1735 | 513.2835 | 855.4725 |  | 3148.1388 | 410.6268 | 684.378 |  | 9547.0731 |  | 22276.5039 | 532099.8615 |  | 59.0213 | 1314787.6544 | #NAME? | #NAME? | #NAME? | #NAME? | #NAME? | 0 | #NAME?
2015Q3 | 2015 | 2015-08-01 | 2015 | 8 | #NAME? | 2015-08-01 | 2015-08-31 | 7.15% | 0.33039 |  |  | 0 | 0 | 0 | 0 | 0 | 0 | 0 | 0 | 0 | 0 | 0 | 0 | 0% | 0% | 0% | 0% | 0% | 0% | 0% | 0% | 0% | 0% | 0% | 0% | 0% | 0% | 0% | 0% | 0% | 0% | 0% | 0% | 0% | 0% | 0% | 0% | 0 | 21 | 5 | 5 | 0 | 31 | 1.5% | 14893.2 | 3546 | 3546 |  | 1 | 1 | 1 | 1 | 2978.64 | 709.2 | 709.2 |  | 1 | 1 | 1 | 1 | 21985.2 | 21985.2 | 4397.04 | 4397.04 | 15.6277 | 0 | 0 | 0 | 0 | 0 | 0 | 0 | 0 | 0 | 0 | 0 | 0 | 0 | 0 | 0 | 0 | 0 | 0 | 0% | 0% | 0% | 0% | 0% | 0% | 0% | 0% | 7774.9747 | 0 | 0 | 0 | 0 | 0 | 0 | 0% | 0 | 0 | 0 | 0 | 0 | 0 | 0% | 0% | 0% | 0% | 0% | 0% | 0 | 0 | 0 | 0 | 0 | 0 | 0 | 0 | 0 | 0 | 0 | 0 | 0 | 0 | 0 | 0 | 0 | 0 | 0 | 0 | 0 | 0 | 0 | 0 | 0 | 0 | 0 | 0 | 0 | 0 |  | 0 |  | No | 45 | 11169.9 | 0 | 2659.5 | 0 | 2659.5 | 0 | 0 | 38.8797 | 33.9815 | 641083.5923 | 81.7684 | 39.0255 | 1368802.7077 | 2009886.3 | 11169.9 | 0 | 2659.5 | 0 | 2659.5 | 0 | 0 | 0 | 0 | 0 | 0 | 205121.2491 | 3.5567 | 0 | 0 | 0 | 205121.2491 | 740241.7573 | 5512.8865 | 0 | 745754.6438 | 26035.9731 | 0.52092 | 0 | 9547.0731 | 3.7072 | 35393.1316 |  |  |  |  | 3592.9845 | 855.4725 | 855.4725 |  | 2874.3876 | 684.378 | 684.378 |  | 9547.0731 |  | 22276.5039 | 662003.653 |  | 73.0094 | 1626393.8667 | 0 | 0 | 0 | 0 | 0 | 0 | 0
2015Q3 | 2015 | 2015-09-01 | 2015 | 9 | #NAME? | 2015-09-01 | 2015-09-30 | 7.15% | 0.32849 |  |  | 0 | 0 | 0 | 0 | 0 | 0 | 0 | 0 | 0 | 0 | 0 | 0 | 0% | 0% | 0% | 0% | 0% | 0% | 0% | 0% | 0% | 0% | 0% | 0% | 0% | 0% | 0% | 0% | 0% | 0% | 0% | 0% | 0% | 0% | 0% | 0% | 0 | #NAME? | #NAME? | #NAME? | 1 | 30 | 1.5% | 14893.2 | 2836.8 | 3546 |  | 1 | 1 | 1 | 1 | 2978.64 | 567.36 | 709.2 |  | 1 | 1 | 1 | 1 | 21276 | 21276 | 4255.2 | 4255.2 | 15.7125 | 0 | 0 | 0 | 0 | 0 | 0 | 0 | 0 | 0 | 0 | 0 | 0 | 0 | 0 | 0 | 0 | 0 | 0 | 0% | 0% | 0% | 0% | 0% | 0% | 0% | 0% | 7776.2776 | 0 | 0 | 0 | 0 | 0 | 0 | 0% | 0 | 0 | 0 | 0 | 0 | 0 | 0% | 0% | 0% | 0% | 0% | 0% | 0 | 0 | 0 | 0 | 0 | 0 | 0 | 0 | 0 | 0 | 0 | 0 | 0 | 0 | 0 | 0 | 0 | 0 | 0 | 0 | 0 | 0 | 0 | 0 | 0 | 0 | 0 | 0 | 0 | 0 |  | 0 |  | No | 45 | #NAME? | 0 | #NAME? | 0 | #NAME? | 0 | #NAME? | 38.8797 | 33.9815 | #NAME? | 81.7684 | 39.0255 | #NAME? | #NAME? | #NAME? | 0 | #NAME? | 0 | #NAME? | 0 | #NAME? | 0 | 0 | 0 | 0 | #NAME? | 3.7107 | 0 | 0 | 0 | #NAME? | #NAME? | 5566.031 | 0 | #NAME? | #NAME? | 0.52101 | #NAME? | 9239.103 | 3.7072 | 34251.4176 |  |  |  |  | 3592.9845 | 684.378 | 855.4725 |  | 2874.3876 | 547.5024 | 684.378 |  | 9239.103 |  | 21557.907 | 565537.8871 |  | 63.5338 | 1369655.919 | #NAME? | #NAME? | #NAME? | #NAME? | #NAME? | 0 | #NAME?
2015Q4 | 2015 | 2015-10-01 | 2015 | 10 | #NAME? | 2015-10-01 | 2015-10-31 | 7.15% | 0.32654 |  |  | 0 | 0 | 0 | 0 | 0 | 0 | 0 | 0 | 0 | 0 | 0 | 0 | 0% | 0% | 0% | 0% | 0% | 0% | 0% | 0% | 0% | 0% | 0% | 0% | 0% | 0% | 0% | 0% | 0% | 0% | 0% | 0% | 0% | 0% | 0% | 0% | 0 | 22 | 5 | 4 | 0 | 31 | 1.5% | 15602.4 | 3546 | 2836.8 |  | 1 | 1 | 1 | 1 | 3120.48 | 709.2 | 567.36 |  | 1 | 1 | 1 | 1 | 21985.2 | 21985.2 | 4397.04 | 4397.04 | 15.7947 | 0 | 0 | 0 | 0 | 0 | 0 | 0 | 0 | 0 | 0 | 0 | 0 | 0 | 0 | 0 | 0 | 0 | 0 | 0% | 0% | 0% | 0% | 0% | 0% | 0% | 0% | 7777.5805 | 0 | 0 | 0 | 0 | 0 | 0 | 0% | 0 | 0 | 0 | 0 | 0 | 0 | 0% | 0% | 0% | 0% | 0% | 0% | 0 | 0 | 0 | 0 | 0 | 0 | 0 | 0 | 0 | 0 | 0 | 0 | 0 | 0 | 0 | 0 | 0 | 0 | 0 | 0 | 0 | 0 | 0 | 0 | 0 | 0 | 0 | 0 | 0 | 0 |  | 0 |  | No | 45 | 9751.5 | 2925.45 | 2216.25 | 664.875 | 1773 | 531.9 | 0 | 38.8797 | 33.9815 | 694507.225 | 81.7684 | 39.0255 | 707727.2097 | 1402234.4347 | 9751.5 | 2925.45 | 2216.25 | 664.875 | 1773 | 531.9 | 0 | 0 | 0 | 0 | 0 | 237250.9315 | 3.8756 | 0 | 0 | 0 | 237250.9315 | 931847.6602 | 6007.1616 | 0 | 937854.8217 | 30062.0129 | 0.5211 | 0 | 12199.0378 | 3.7072 | 45224.557 |  |  |  |  | 5646.1185 | 1283.2088 | 1026.567 |  | 3011.2632 | 684.378 | 547.5024 |  | 12199.0378 |  | 20950.5215 | 688841.4608 |  | 55.5738 | 1164299.3044 | 0 | 0 | 0 | 0 | 0 | 0 | 0
2015Q4 | 2015 | 2015-11-01 | 2015 | 11 | #NAME? | 2015-11-01 | 2015-11-30 | 7.15% | 0.32466 |  |  | 0 | 0 | 0 | 0 | 0 | 0 | 0 | 0 | 0 | 0 | 0 | 0 | 0% | 0% | 0% | 0% | 0% | 0% | 0% | 0% | 0% | 0% | 0% | 0% | 0% | 0% | 0% | 0% | 0% | 0% | 0% | 0% | 0% | 0% | 0% | 0% | 0 | #NAME? | #NAME? | #NAME? | 1 | 30 | 1.5% | 14184 | 2836.8 | 4255.2 |  | 1 | 1 | 1 | 1 | 2836.8 | 567.36 | 851.04 |  | 1 | 1 | 1 | 1 | 21276 | 21276 | 4255.2 | 4255.2 | 15.8795 | 0 | 0 | 0 | 0 | 0 | 0 | 0 | 0 | 0 | 0 | 0 | 0 | 0 | 0 | 0 | 0 | 0 | 0 | 0% | 0% | 0% | 0% | 0% | 0% | 0% | 0% | 7778.8834 | 0 | 0 | 0 | 0 | 0 | 0 | 0% | 0 | 0 | 0 | 0 | 0 | 0 | 0% | 0% | 0% | 0% | 0% | 0% | 0 | 0 | 0 | 0 | 0 | 0 | 0 | 0 | 0 | 0 | 0 | 0 | 0 | 0 | 0 | 0 | 0 | 0 | 0 | 0 | 0 | 0 | 0 | 0 | 0 | 0 | 0 | 0 | 0 | 0 |  | 0 |  | No | 45 | #NAME? | #NAME? | #NAME? | #NAME? | #NAME? | #NAME? | #NAME? | 38.8797 | 33.9815 | #NAME? | 81.7684 | 39.0255 | #NAME? | #NAME? | #NAME? | #NAME? | #NAME? | #NAME? | #NAME? | #NAME? | #NAME? | 0 | 0 | 0 | 0 | #NAME? | 4.0382 | 0 | 0 | 0 | #NAME? | #NAME? | 6057.2951 | 0 | #NAME? | #NAME? | 0.52119 | #NAME? | 11805.5205 | 3.7072 | 43765.7003 |  |  |  |  | 5132.835 | 1026.567 | 1539.8505 |  | 2737.512 | 547.5024 | 821.2536 |  | 11805.5205 |  | 20274.6982 | 643555.7627 |  | 54.1922 | 1098730.8231 | #NAME? | #NAME? | #NAME? | #NAME? | #NAME? | 0 | #NAME?
2015Q4 | 2015 | 2015-12-01 | 2015 | 12 | #NAME? | 2015-12-01 | 2015-12-31 | 7.15% | 0.32273 |  |  | 0 | 0 | 0 | 0 | 0 | 0 | 0 | 0 | 0 | 0 | 0 | 0 | 0% | 0% | 0% | 0% | 0% | 0% | 0% | 0% | 0% | 0% | 0% | 0% | 0% | 0% | 0% | 0% | 0% | 0% | 0% | 0% | 0% | 0% | 0% | 0% | 0 | #NAME? | #NAME? | #NAME? | 1 | 31 | 1.5% | 15602.4 | 2836.8 | 3546 |  | 1 | 1 | 1 | 1 | 3120.48 | 567.36 | 709.2 |  | 1 | 1 | 1 | 1 | 21985.2 | 21985.2 | 4397.04 | 4397.04 | 15.9617 | 0 | 0 | 0 | 0 | 0 | 0 | 0 | 0 | 0 | 0 | 0 | 0 | 0 | 0 | 0 | 0 | 0 | 0 | 0% | 0% | 0% | 0% | 0% | 0% | 0% | 0% | 7664 | 0 | 0 | 0 | 0 | 0 | 0 | 0% | 0 | 0 | 0 | 0 | 0 | 0 | 0% | 0% | 0% | 0% | 0% | 0% | 0 | 0 | 0 | 0 | 0 | 0 | 0 | 0 | 0 | 0 | 0 | 0 | 0 | 0 | 0 | 0 | 0 | 0 | 0 | 0 | 0 | 0 | 0 | 0 | 0 | 0 | 0 | 0 | 0 | 0 |  | 0 |  | No | 45 | #NAME? | #NAME? | #NAME? | #NAME? | #NAME? | #NAME? | #NAME? | 38.8797 | 33.9815 | #NAME? | 81.7684 | 39.0255 | #NAME? | #NAME? | #NAME? | #NAME? | #NAME? | #NAME? | #NAME? | #NAME? | #NAME? | 0 | 0 | 0 | 0 | #NAME? | 4.21 | 0 | 0 | 0 | #NAME? | #NAME? | 6525.4409 | 0 | #NAME? | #NAME? | 0.51349 | #NAME? | 12199.0378 | 3.7072 | 45224.557 |  |  |  |  | 5646.1185 | 1026.567 | 1283.2088 |  | 3011.2632 | 547.5024 | 684.378 |  | 12199.0378 |  | 20950.5215 | 655650.4628 |  | 53.3993 | 1118742.5437 | #NAME? | #NAME? | #NAME? | #NAME? | #NAME? | 0 | #NAME?
2016Q1 | 2016 | 2016-01-01 | 2016 | 1 | #NAME? | 2016-01-01 | 2016-01-31 | 7.15% | 0.32081 |  |  | 0 | 0 | 0 | 0 | 0 | 0 | 0 | 0 | 0 | 0 | 0 | 0 | 0% | 0% | 0% | 0% | 0% | 0% | 0% | 0% | 0% | 0% | 0% | 0% | 0% | 0% | 0% | 0% | 0% | 0% | 0% | 0% | 0% | 0% | 0% | 0% | 0 | #NAME? | #NAME? | #NAME? | 1 | 31 | 1.5% | 14184 | 3546 | 4255.2 |  | 1 | 1 | 1 | 1 | 2836.8 | 709.2 | 851.04 |  | 1 | 1 | 1 | 1 | 21985.2 | 21985.2 | 4397.04 | 4397.04 | 16.0465 | 0 | 0 | 0 | 0 | 0 | 0 | 0 | 0 | 0 | 0 | 0 | 0 | 0 | 0 | 0 | 0 | 0 | 0 | 0% | 0% | 0% | 0% | 0% | 0% | 0% | 0% | 7666.031 | 0 | 0 | 0 | 0 | 0 | 0 | 0% | 0 | 0 | 0 | 0 | 0 | 0 | 0% | 0% | 0% | 0% | 0% | 0% | 0 | 0 | 0 | 0 | 0 | 0 | 0 | 0 | 0 | 0 | 0 | 0 | 0 | 0 | 0 | 0 | 0 | 0 | 0 | 0 | 0 | 0 | 0 | 0 | 0 | 0 | 0 | 0 | 0 | 0 |  | 0 |  | No | 45 | #NAME? | #NAME? | #NAME? | #NAME? | #NAME? | #NAME? | #NAME? | 38.8797 | 33.9815 | #NAME? | 81.7684 | 39.0255 | #NAME? | #NAME? | #NAME? | #NAME? | #NAME? | #NAME? | #NAME? | #NAME? | #NAME? | 0 | 0 | 0 | 0 | #NAME? | 3.9889 | 0 | 0 | 0 | #NAME? | #NAME? | 6182.7681 | 0 | #NAME? | #NAME? | 0.51362 | #NAME? | 12199.0379 | 3.8184 | 46581.2937 |  |  |  |  | 5132.835 | 1283.2088 | 1539.8505 |  | 2737.512 | 684.378 | 821.2536 |  | 12199.0379 |  | 20950.5215 | 686796.2792 |  | 55.8681 | 1170465.8009 | #NAME? | #NAME? | #NAME? | #NAME? | #NAME? | 0 | #NAME?
2016Q1 | 2016 | 2016-02-01 | 2016 | 2 | #NAME? | 2016-02-01 | 2016-02-29 | 7.15% | 0.31902 |  |  | 0 | 0 | 0 | 0 | 0 | 0 | 0 | 0 | 0 | 0 | 0 | 0 | 0% | 0% | 0% | 0% | 0% | 0% | 0% | 0% | 0% | 0% | 0% | 0% | 0% | 0% | 0% | 0% | 0% | 0% | 0% | 0% | 0% | 0% | 0% | 0% | 0 | 21 | 4 | 4 | 0 | 29 | 1.5% | 14893.2 | 2836.8 | 2836.8 |  | 1 | 1 | 1 | 1 | 2978.64 | 567.36 | 567.36 |  | 1 | 1 | 1 | 1 | 20566.8 | 20566.8 | 4113.36 | 4113.36 | 16.1314 | 0 | 0 | 0 | 0 | 0 | 0 | 0 | 0 | 0 | 0 | 0 | 0 | 0 | 0 | 0 | 0 | 0 | 0 | 0% | 0% | 0% | 0% | 0% | 0% | 0% | 0% | 7668.0619 | 0 | 0 | 0 | 0 | 0 | 0 | 0% | 0 | 0 | 0 | 0 | 0 | 0 | 0% | 0% | 0% | 0% | 0% | 0% | 0 | 0 | 0 | 0 | 0 | 0 | 0 | 0 | 0 | 0 | 0 | 0 | 0 | 0 | 0 | 0 | 0 | 0 | 0 | 0 | 0 | 0 | 0 | 0 | 0 | 0 | 0 | 0 | 0 | 0 |  | 0 |  | No | 45 | 9308.25 | 2792.475 | 1773 | 531.9 | 1773 | 531.9 | 0 | 38.8797 | 33.9815 | 649700.3072 | 81.7684 | 39.0255 | 662067.3897 | 1311767.697 | 9308.25 | 2792.475 | 1773 | 531.9 | 1773 | 531.9 | 0 | 0 | 0 | 0 | 0 | 218819.1506 | 3.6842 | 0 | 0 | 0 | 218819.1506 | 817574.1634 | 5342.0911 | 0 | 822916.2545 | 28122.5282 | 0.51376 | 0 | 11412.0031 | 3.8184 | 43576.0489 |  |  |  |  | 5389.4768 | 1026.567 | 1026.567 |  | 2874.3876 | 547.5024 | 547.5024 |  | 11412.0031 |  | 19598.875 | 482291.92 |  | 41.9463 | 822100.0565 | 0 | 0 | 0 | 0 | 0 | 0 | 0
2016Q1 | 2016 | 2016-03-01 | 2016 | 3 | #NAME? | 2016-03-01 | 2016-03-31 | 7.15% | 0.31713 |  |  | 0 | 0 | 0 | 0 | 0 | 0 | 0 | 0 | 0 | 0 | 0 | 0 | 0% | 0% | 0% | 0% | 0% | 0% | 0% | 0% | 0% | 0% | 0% | 0% | 0% | 0% | 0% | 0% | 0% | 0% | 0% | 0% | 0% | 0% | 0% | 0% | 0 | 23 | 4 | 4 | 0 | 31 | 1.5% | 16311.6 | 2836.8 | 2836.8 |  | 1 | 1 | 1 | 1 | 3262.32 | 567.36 | 567.36 |  | 1 | 1 | 1 | 1 | 21985.2 | 21985.2 | 4397.04 | 4397.04 | 16.2108 | 0 | 0 | 0 | 0 | 0 | 0 | 0 | 0 | 0 | 0 | 0 | 0 | 0 | 0 | 0 | 0 | 0 | 0 | 0% | 0% | 0% | 0% | 0% | 0% | 0% | 0% | 7670.0929 | 0 | 0 | 0 | 0 | 0 | 0 | 0% | 0 | 0 | 0 | 0 | 0 | 0 | 0% | 0% | 0% | 0% | 0% | 0% | 0 | 0 | 0 | 0 | 0 | 0 | 0 | 0 | 0 | 0 | 0 | 0 | 0 | 0 | 0 | 0 | 0 | 0 | 0 | 0 | 0 | 0 | 0 | 0 | 0 | 0 | 0 | 0 | 0 | 0 |  | 0 |  | No | 45 | 10194.75 | 3058.425 | 1773 | 531.9 | 1773 | 531.9 | 0 | 38.8797 | 33.9815 | 694507.225 | 81.7684 | 39.0255 | 707727.2097 | 1402234.4347 | 10194.75 | 3058.425 | 1773 | 531.9 | 1773 | 531.9 | 0 | 0 | 0 | 0 | 0 | 233972.0798 | 3.4866 | 0 | 0 | 0 | 233972.0798 | 827959.1572 | 5404.2443 | 0 | 833363.4015 | 30062.0128 | 0.5139 | 0 | 12199.0378 | 3.8184 | 46581.2937 |  |  |  |  | 5902.7603 | 1026.567 | 1026.567 |  | 3148.1388 | 547.5024 | 547.5024 |  | 12199.0378 |  | 20950.5215 | 511386.1544 |  | 41.2323 | 863837.69 | 0 | 0 | 0 | 0 | 0 | 0 | 0
2016Q2 | 2016 | 2016-04-01 | 2016 | 4 | #NAME? | 2016-04-01 | 2016-04-30 | 7.15% | 0.3153 |  |  | 0 | 0 | 0 | 0 | 0 | 0 | 0 | 0 | 0 | 0 | 0 | 0 | 0% | 0% | 0% | 0% | 0% | 0% | 0% | 0% | 0% | 0% | 0% | 0% | 0% | 0% | 0% | 0% | 0% | 0% | 0% | 0% | 0% | 0% | 0% | 0% | 0 | 21 | 5 | 4 | 0 | 30 | 1.5% | 14893.2 | 3546 | 2836.8 |  | 1 | 1 | 1 | 1 | 2978.64 | 709.2 | 567.36 |  | 1 | 1 | 1 | 1 | 21276 | 21276 | 4255.2 | 4255.2 | 16.2957 | 0 | 0 | 0 | 0 | 0 | 0 | 0 | 0 | 0 | 0 | 0 | 0 | 0 | 0 | 0 | 0 | 0 | 0 | 0% | 0% | 0% | 0% | 0% | 0% | 0% | 0% | 7672.1238 | 0 | 0 | 0 | 0 | 0 | 0 | 0% | 0 | 0 | 0 | 0 | 0 | 0 | 0% | 0% | 0% | 0% | 0% | 0% | 0 | 0 | 0 | 0 | 0 | 0 | 0 | 0 | 0 | 0 | 0 | 0 | 0 | 0 | 0 | 0 | 0 | 0 | 0 | 0 | 0 | 0 | 0 | 0 | 0 | 0 | 0 | 0 | 0 | 0 |  | 0 |  | No | 45 | 9308.25 | 2792.475 | 2216.25 | 664.875 | 1773 | 531.9 | 0 | 38.8797 | 33.9815 | 672103.7661 | 81.7684 | 39.0255 | 684897.2997 | 1357001.0658 | 9308.25 | 2792.475 | 2216.25 | 664.875 | 1773 | 531.9 | 0 | 0 | 0 | 0 | 0 | 226484.5482 | 3.382 | 0 | 0 | 0 | 226484.5482 | 777772.5029 | 5073.0127 | 0 | 782845.5156 | 29092.2705 | 0.51403 | 0 | 11805.5205 | 3.8184 | 45078.6713 |  |  |  |  | 5389.4768 | 1283.2088 | 1026.567 |  | 2874.3876 | 684.378 | 547.5024 |  | 11805.5205 |  | 20274.6983 | 492443.2877 |  | 40.9592 | 830436.0203 | 0 | 0 | 0 | 0 | 0 | 0 | 0
2016Q2 | 2016 | 2016-05-01 | 2016 | 5 | #NAME? | 2016-05-01 | 2016-05-31 | 7.15% | 0.31343 |  |  | 0 | 0 | 0 | 0 | 0 | 0 | 0 | 0 | 0 | 0 | 0 | 0 | 0% | 0% | 0% | 0% | 0% | 0% | 0% | 0% | 0% | 0% | 0% | 0% | 0% | 0% | 0% | 0% | 0% | 0% | 0% | 0% | 0% | 0% | 0% | 0% | 0 | #NAME? | #NAME? | #NAME? | 1 | 31 | 1.5% | 14893.2 | 2836.8 | 4255.2 |  | 1 | 1 | 1 | 1 | 2978.64 | 567.36 | 851.04 |  | 1 | 1 | 1 | 1 | 21985.2 | 21985.2 | 4397.04 | 4397.04 | 16.3778 | 0 | 0 | 0 | 0 | 0 | 0 | 0 | 0 | 0 | 0 | 0 | 0 | 0 | 0 | 0 | 0 | 0 | 0 | 0% | 0% | 0% | 0% | 0% | 0% | 0% | 0% | 7674.1548 | 0 | 0 | 0 | 0 | 0 | 0 | 0% | 0 | 0 | 0 | 0 | 0 | 0 | 0% | 0% | 0% | 0% | 0% | 0% | 0 | 0 | 0 | 0 | 0 | 0 | 0 | 0 | 0 | 0 | 0 | 0 | 0 | 0 | 0 | 0 | 0 | 0 | 0 | 0 | 0 | 0 | 0 | 0 | 0 | 0 | 0 | 0 | 0 | 0 |  | 0 |  | No | 45 | #NAME? | 0 | #NAME? | 0 | #NAME? | 0 | #NAME? | 39.8128 | 34.797 | #NAME? | 83.7308 | 39.9621 | #NAME? | #NAME? | #NAME? | 0 | #NAME? | 0 | #NAME? | 0 | #NAME? | 0 | 0 | 0 | 0 | #NAME? | 3.3565 | 0 | 0 | 0 | #NAME? | #NAME? | 5202.5787 | 0 | #NAME? | #NAME? | 0.51417 | #NAME? | 9547.0731 | 3.8184 | 36454.9255 |  |  |  |  | 3592.9845 | 684.378 | 1026.567 |  | 2874.3876 | 547.5024 | 821.2536 |  | 9547.0731 |  | 22276.5039 | 423883.6572 |  | 44.9852 | 1002112.1629 | #NAME? | #NAME? | #NAME? | #NAME? | #NAME? | 0 | #NAME?
2016Q2 | 2016 | 2016-06-01 | 2016 | 6 | #NAME? | 2016-06-01 | 2016-06-30 | 7.15% | 0.31162 |  |  | 0 | 0 | 0 | 0 | 0 | 0 | 0 | 0 | 0 | 0 | 0 | 0 | 0% | 0% | 0% | 0% | 0% | 0% | 0% | 0% | 0% | 0% | 0% | 0% | 0% | 0% | 0% | 0% | 0% | 0% | 0% | 0% | 0% | 0% | 0% | 0% | 0 | 22 | 4 | 4 | 0 | 30 | 1.5% | 15602.4 | 2836.8 | 2836.8 |  | 1 | 1 | 1 | 1 | 3120.48 | 567.36 | 567.36 |  | 1 | 1 | 1 | 1 | 21276 | 21276 | 4255.2 | 4255.2 | 16.4627 | 0 | 0 | 0 | 0 | 0 | 0 | 0 | 0 | 0 | 0 | 0 | 0 | 0 | 0 | 0 | 0 | 0 | 0 | 0% | 0% | 0% | 0% | 0% | 0% | 0% | 0% | 7676.1858 | 0 | 0 | 0 | 0 | 0 | 0 | 0% | 0 | 0 | 0 | 0 | 0 | 0 | 0% | 0% | 0% | 0% | 0% | 0% | 0 | 0 | 0 | 0 | 0 | 0 | 0 | 0 | 0 | 0 | 0 | 0 | 0 | 0 | 0 | 0 | 0 | 0 | 0 | 0 | 0 | 0 | 0 | 0 | 0 | 0 | 0 | 0 | 0 | 0 |  | 0 |  | No | 45 | 11701.8 | 0 | 2127.6 | 0 | 2127.6 | 0 | 0 | 39.8128 | 34.797 | 635293.1598 | 83.7308 | 39.9621 | 1356439.3284 | 1991732.4882 | 11701.8 | 0 | 2127.6 | 0 | 2127.6 | 0 | 0 | 0 | 0 | 0 | 0 | 195982.2339 | 3.397 | 0 | 0 | 0 | 195982.2339 | 675971.5357 | 5095.5705 | 0 | 681067.1062 | 25196.103 | 0.5143 | 0 | 9239.103 | 3.8184 | 35278.9602 |  |  |  |  | 3764.079 | 684.378 | 684.378 |  | 3011.2632 | 547.5024 | 547.5024 |  | 9239.103 |  | 21557.907 | 390604.9721 |  | 43.7365 | 942867.5581 | 0 | 0 | 0 | 0 | 0 | 0 | 0
2016Q3 | 2016 | 2016-07-01 | 2016 | 7 | #NAME? | 2016-07-01 | 2016-07-31 | 7.15% | 0.30977 |  |  | 0 | 0 | 0 | 0 | 0 | 0 | 0 | 0 | 0 | 0 | 0 | 0 | 0% | 0% | 0% | 0% | 0% | 0% | 0% | 0% | 0% | 0% | 0% | 0% | 0% | 0% | 0% | 0% | 0% | 0% | 0% | 0% | 0% | 0% | 0% | 0% | 0 | #NAME? | #NAME? | #NAME? | 1 | 31 | 1.5% | 14184 | 3546 | 4255.2 |  | 1 | 1 | 1 | 1 | 2836.8 | 709.2 | 851.04 |  | 1 | 1 | 1 | 1 | 21985.2 | 21985.2 | 4397.04 | 4397.04 | 16.5448 | 0 | 0 | 0 | 0 | 0 | 0 | 0 | 0 | 0 | 0 | 0 | 0 | 0 | 0 | 0 | 0 | 0 | 0 | 0% | 0% | 0% | 0% | 0% | 0% | 0% | 0% | 7678.2167 | 0 | 0 | 0 | 0 | 0 | 0 | 0% | 0 | 0 | 0 | 0 | 0 | 0 | 0% | 0% | 0% | 0% | 0% | 0% | 0 | 0 | 0 | 0 | 0 | 0 | 0 | 0 | 0 | 0 | 0 | 0 | 0 | 0 | 0 | 0 | 0 | 0 | 0 | 0 | 0 | 0 | 0 | 0 | 0 | 0 | 0 | 0 | 0 | 0 |  | 0 |  | No | 45 | #NAME? | 0 | #NAME? | 0 | #NAME? | 0 | #NAME? | 39.8128 | 34.797 | #NAME? | 83.7308 | 39.9621 | #NAME? | #NAME? | #NAME? | 0 | #NAME? | 0 | #NAME? | 0 | #NAME? | 0 | 0 | 0 | 0 | #NAME? | 3.4898 | 0 | 0 | 0 | #NAME? | #NAME? | 5409.1483 | 0 | #NAME? | #NAME? | 0.51444 | #NAME? | 9547.0731 | 3.8184 | 36454.9255 |  |  |  |  | 3421.89 | 855.4725 | 1026.567 |  | 2737.512 | 684.378 | 821.2536 |  | 9547.0731 |  | 22276.5039 | 533881.0124 |  | 59.2188 | 1319188.7741 | #NAME? | #NAME? | #NAME? | #NAME? | #NAME? | 0 | #NAME?
2016Q3 | 2016 | 2016-08-01 | 2016 | 8 | #NAME? | 2016-08-01 | 2016-08-31 | 7.15% | 0.30793 |  |  | 0 | 0 | 0 | 0 | 0 | 0 | 0 | 0 | 0 | 0 | 0 | 0 | 0% | 0% | 0% | 0% | 0% | 0% | 0% | 0% | 0% | 0% | 0% | 0% | 0% | 0% | 0% | 0% | 0% | 0% | 0% | 0% | 0% | 0% | 0% | 0% | 0 | 23 | 4 | 4 | 0 | 31 | 1.5% | 16311.6 | 2836.8 | 2836.8 |  | 1 | 1 | 1 | 1 | 3262.32 | 567.36 | 567.36 |  | 1 | 1 | 1 | 1 | 21985.2 | 21985.2 | 4397.04 | 4397.04 | 16.6297 | 0 | 0 | 0 | 0 | 0 | 0 | 0 | 0 | 0 | 0 | 0 | 0 | 0 | 0 | 0 | 0 | 0 | 0 | 0% | 0% | 0% | 0% | 0% | 0% | 0% | 0% | 7680.2477 | 0 | 0 | 0 | 0 | 0 | 0 | 0% | 0 | 0 | 0 | 0 | 0 | 0 | 0% | 0% | 0% | 0% | 0% | 0% | 0 | 0 | 0 | 0 | 0 | 0 | 0 | 0 | 0 | 0 | 0 | 0 | 0 | 0 | 0 | 0 | 0 | 0 | 0 | 0 | 0 | 0 | 0 | 0 | 0 | 0 | 0 | 0 | 0 | 0 |  | 0 |  | No | 45 | 12233.7 | 0 | 2127.6 | 0 | 2127.6 | 0 | 0 | 39.8128 | 34.797 | 656469.5985 | 83.7308 | 39.9621 | 1401653.9727 | 2058123.5712 | 12233.7 | 0 | 2127.6 | 0 | 2127.6 | 0 | 0 | 0 | 0 | 0 | 0 | 202622.1376 | 3.6215 | 0 | 0 | 0 | 202622.1376 | 744345.2755 | 5613.2683 | 0 | 749958.5438 | 26035.9731 | 0.51458 | 0 | 9547.0731 | 3.8184 | 36454.9255 |  |  |  |  | 3935.1735 | 684.378 | 684.378 |  | 3148.1388 | 547.5024 | 547.5024 |  | 9547.0731 |  | 22276.5039 | 660525.8468 |  | 72.8464 | 1622763.2297 | 0 | 0 | 0 | 0 | 0 | 0 | 0
2016Q3 | 2016 | 2016-09-01 | 2016 | 9 | #NAME? | 2016-09-01 | 2016-09-30 | 7.15% | 0.30616 |  |  | 0 | 0 | 0 | 0 | 0 | 0 | 0 | 0 | 0 | 0 | 0 | 0 | 0% | 0% | 0% | 0% | 0% | 0% | 0% | 0% | 0% | 0% | 0% | 0% | 0% | 0% | 0% | 0% | 0% | 0% | 0% | 0% | 0% | 0% | 0% | 0% | 0 | #NAME? | #NAME? | #NAME? | 1 | 30 | 1.5% | 14893.2 | 2836.8 | 3546 |  | 1 | 1 | 1 | 1 | 2978.64 | 567.36 | 709.2 |  | 1 | 1 | 1 | 1 | 21276 | 21276 | 4255.2 | 4255.2 | 16.7146 | 0 | 0 | 0 | 0 | 0 | 0 | 0 | 0 | 0 | 0 | 0 | 0 | 0 | 0 | 0 | 0 | 0 | 0 | 0% | 0% | 0% | 0% | 0% | 0% | 0% | 0% | 7682.2786 | 0 | 0 | 0 | 0 | 0 | 0 | 0% | 0 | 0 | 0 | 0 | 0 | 0 | 0% | 0% | 0% | 0% | 0% | 0% | 0 | 0 | 0 | 0 | 0 | 0 | 0 | 0 | 0 | 0 | 0 | 0 | 0 | 0 | 0 | 0 | 0 | 0 | 0 | 0 | 0 | 0 | 0 | 0 | 0 | 0 | 0 | 0 | 0 | 0 |  | 0 |  | No | 45 | #NAME? | 0 | #NAME? | 0 | #NAME? | 0 | #NAME? | 39.8128 | 34.797 | #NAME? | 83.7308 | 39.9621 | #NAME? | #NAME? | #NAME? | 0 | #NAME? | 0 | #NAME? | 0 | #NAME? | 0 | 0 | 0 | 0 | #NAME? | 3.7783 | 0 | 0 | 0 | #NAME? | #NAME? | 5667.3805 | 0 | #NAME? | #NAME? | 0.51471 | #NAME? | 9239.103 | 3.8184 | 35278.9602 |  |  |  |  | 3592.9845 | 684.378 | 855.4725 |  | 2874.3876 | 547.5024 | 684.378 |  | 9239.103 |  | 21557.907 | 571376.1167 |  | 64.1897 | 1383795.3177 | #NAME? | #NAME? | #NAME? | #NAME? | #NAME? | 0 | #NAME?
2016Q4 | 2016 | 2016-10-01 | 2016 | 10 | #NAME? | 2016-10-01 | 2016-10-31 | 7.15% | 0.30434 |  |  | 0 | 0 | 0 | 0 | 0 | 0 | 0 | 0 | 0 | 0 | 0 | 0 | 0% | 0% | 0% | 0% | 0% | 0% | 0% | 0% | 0% | 0% | 0% | 0% | 0% | 0% | 0% | 0% | 0% | 0% | 0% | 0% | 0% | 0% | 0% | 0% | 0 | 21 | 5 | 5 | 0 | 31 | 1.5% | 14893.2 | 3546 | 3546 |  | 1 | 1 | 1 | 1 | 2978.64 | 709.2 | 709.2 |  | 1 | 1 | 1 | 1 | 21985.2 | 21985.2 | 4397.04 | 4397.04 | 16.7967 | 0 | 0 | 0 | 0 | 0 | 0 | 0 | 0 | 0 | 0 | 0 | 0 | 0 | 0 | 0 | 0 | 0 | 0 | 0% | 0% | 0% | 0% | 0% | 0% | 0% | 0% | 7684.3096 | 0 | 0 | 0 | 0 | 0 | 0 | 0% | 0 | 0 | 0 | 0 | 0 | 0 | 0% | 0% | 0% | 0% | 0% | 0% | 0 | 0 | 0 | 0 | 0 | 0 | 0 | 0 | 0 | 0 | 0 | 0 | 0 | 0 | 0 | 0 | 0 | 0 | 0 | 0 | 0 | 0 | 0 | 0 | 0 | 0 | 0 | 0 | 0 | 0 |  | 0 |  | No | 45 | 9308.25 | 2792.475 | 2216.25 | 664.875 | 2216.25 | 664.875 | 0 | 39.8128 | 34.797 | 711175.3984 | 83.7308 | 39.9621 | 724712.6627 | 1435888.0611 | 9308.25 | 2792.475 | 2216.25 | 664.875 | 2216.25 | 664.875 | 0 | 0 | 0 | 0 | 0 | 234405.7532 | 3.9462 | 0 | 0 | 0 | 234405.7532 | 937214.4606 | 6116.5435 | 0 | 943331.0041 | 30062.0129 | 0.51485 | 0 | 12199.0379 | 3.8184 | 46581.2937 |  |  |  |  | 5389.4768 | 1283.2088 | 1283.2088 |  | 2874.3876 | 684.378 | 684.378 |  | 12199.0379 |  | 20950.5215 | 694233.3631 |  | 56.0088 | 1173412.85 | 0 | 0 | 0 | 0 | 0 | 0 | 0
2016Q4 | 2016 | 2016-11-01 | 2016 | 11 | #NAME? | 2016-11-01 | 2016-11-30 | 7.15% | 0.30259 |  |  | 0 | 0 | 0 | 0 | 0 | 0 | 0 | 0 | 0 | 0 | 0 | 0 | 0% | 0% | 0% | 0% | 0% | 0% | 0% | 0% | 0% | 0% | 0% | 0% | 0% | 0% | 0% | 0% | 0% | 0% | 0% | 0% | 0% | 0% | 0% | 0% | 0 | #NAME? | #NAME? | #NAME? | 1 | 30 | 1.5% | 14893.2 | 2836.8 | 3546 |  | 1 | 1 | 1 | 1 | 2978.64 | 567.36 | 709.2 |  | 1 | 1 | 1 | 1 | 21276 | 21276 | 4255.2 | 4255.2 | 16.8816 | 0 | 0 | 0 | 0 | 0 | 0 | 0 | 0 | 0 | 0 | 0 | 0 | 0 | 0 | 0 | 0 | 0 | 0 | 0% | 0% | 0% | 0% | 0% | 0% | 0% | 0% | 7686.3406 | 0 | 0 | 0 | 0 | 0 | 0 | 0% | 0 | 0 | 0 | 0 | 0 | 0 | 0% | 0% | 0% | 0% | 0% | 0% | 0 | 0 | 0 | 0 | 0 | 0 | 0 | 0 | 0 | 0 | 0 | 0 | 0 | 0 | 0 | 0 | 0 | 0 | 0 | 0 | 0 | 0 | 0 | 0 | 0 | 0 | 0 | 0 | 0 | 0 |  | 0 |  | No | 45 | #NAME? | #NAME? | #NAME? | #NAME? | #NAME? | #NAME? | #NAME? | 39.8128 | 34.797 | #NAME? | 83.7308 | 39.9621 | #NAME? | #NAME? | #NAME? | #NAME? | #NAME? | #NAME? | #NAME? | #NAME? | #NAME? | 0 | 0 | 0 | 0 | #NAME? | 4.1117 | 0 | 0 | 0 | #NAME? | #NAME? | 6167.5899 | 0 | #NAME? | #NAME? | 0.51498 | #NAME? | 11805.5205 | 3.8184 | 45078.6713 |  |  |  |  | 5389.4768 | 1026.567 | 1283.2088 |  | 2874.3876 | 547.5024 | 684.378 |  | 11805.5205 |  | 20274.6983 | 664840.934 |  | 55.9846 | 1135070.6014 | #NAME? | #NAME? | #NAME? | #NAME? | #NAME? | 0 | #NAME?
2016Q4 | 2016 | 2016-12-01 | 2016 | 12 | #NAME? | 2016-12-01 | 2016-12-31 | 7.15% | 0.30079 |  |  | 0 | 0 | 0 | 0 | 0 | 0 | 0 | 0 | 0 | 0 | 0 | 0 | 0% | 0% | 0% | 0% | 0% | 0% | 0% | 0% | 0% | 0% | 0% | 0% | 0% | 0% | 0% | 0% | 0% | 0% | 0% | 0% | 0% | 0% | 0% | 0% | 0 | #NAME? | #NAME? | #NAME? | 1 | 31 | 1.5% | 14893.2 | 3546 | 3546 |  | 1 | 1 | 1 | 1 | 2978.64 | 709.2 | 709.2 |  | 1 | 1 | 1 | 1 | 21985.2 | 21985.2 | 4397.04 | 4397.04 | 16.9637 | 0 | 0 | 0 | 0 | 0 | 0 | 0 | 0 | 0 | 0 | 0 | 0 | 0 | 0 | 0 | 0 | 0 | 0 | 0% | 0% | 0% | 0% | 0% | 0% | 0% | 0% | 7688.3715 | 0 | 0 | 0 | 0 | 0 | 0 | 0% | 0 | 0 | 0 | 0 | 0 | 0 | 0% | 0% | 0% | 0% | 0% | 0% | 0 | 0 | 0 | 0 | 0 | 0 | 0 | 0 | 0 | 0 | 0 | 0 | 0 | 0 | 0 | 0 | 0 | 0 | 0 | 0 | 0 | 0 | 0 | 0 | 0 | 0 | 0 | 0 | 0 | 0 |  | 0 |  | No | 45 | #NAME? | #NAME? | #NAME? | #NAME? | #NAME? | #NAME? | #NAME? | 39.8128 | 34.797 | #NAME? | 83.7308 | 39.9621 | #NAME? | #NAME? | #NAME? | #NAME? | #NAME? | #NAME? | #NAME? | #NAME? | #NAME? | 0 | 0 | 0 | 0 | #NAME? | 4.2866 | 0 | 0 | 0 | #NAME? | #NAME? | 6644.2599 | 0 | #NAME? | #NAME? | 0.51512 | #NAME? | 12199.0379 | 3.8184 | 46581.2937 |  |  |  |  | 5389.4768 | 1283.2088 | 1283.2088 |  | 2874.3876 | 684.378 | 684.378 |  | 12199.0379 |  | 20950.5215 | 698540.2304 |  | 56.8924 | 1191925.7569 | #NAME? | #NAME? | #NAME? | #NAME? | #NAME? | 0 | #NAME?
2017Q1 | 2017 | 2017-01-01 | 2017 | 1 | #NAME? | 2017-01-01 | 2017-01-31 | 7.15% | 0.299 |  |  | 0 | 0 | 0 | 0 | 0 | 0 | 0 | 0 | 0 | 0 | 0 | 0 | 0% | 0% | 0% | 0% | 0% | 0% | 0% | 0% | 0% | 0% | 0% | 0% | 0% | 0% | 0% | 0% | 0% | 0% | 0% | 0% | 0% | 0% | 0% | 0% | 0 | #NAME? | #NAME? | #NAME? | 1 | 31 | 1.5% | 14893.2 | 2836.8 | 4255.2 |  | 1 | 1 | 1 | 1 | 2978.64 | 567.36 | 851.04 |  | 1 | 1 | 1 | 1 | 21985.2 | 21985.2 | 4397.04 | 4397.04 | 17.0486 | 0 | 0 | 0 | 0 | 0 | 0 | 0 | 0 | 0 | 0 | 0 | 0 | 0 | 0 | 0 | 0 | 0 | 0 | 0% | 0% | 0% | 0% | 0% | 0% | 0% | 0% | 7690.4025 | 0 | 0 | 0 | 0 | 0 | 0 | 0% | 0 | 0 | 0 | 0 | 0 | 0 | 0% | 0% | 0% | 0% | 0% | 0% | 0 | 0 | 0 | 0 | 0 | 0 | 0 | 0 | 0 | 0 | 0 | 0 | 0 | 0 | 0 | 0 | 0 | 0 | 0 | 0 | 0 | 0 | 0 | 0 | 0 | 0 | 0 | 0 | 0 | 0 |  | 0 |  | No | 45 | #NAME? | #NAME? | #NAME? | #NAME? | #NAME? | #NAME? | #NAME? | 39.8128 | 34.797 | #NAME? | 83.7308 | 39.9621 | #NAME? | #NAME? | #NAME? | #NAME? | #NAME? | #NAME? | #NAME? | #NAME? | #NAME? | 0 | 0 | 0 | 0 | #NAME? | 4.0713 | 0 | 0 | 0 | #NAME? | #NAME? | 6310.4584 | 0 | #NAME? | #NAME? | 0.51526 | #NAME? | 12199.0378 | 3.933 | 47978.7325 |  |  |  |  | 5389.4768 | 1026.567 | 1539.8505 |  | 2874.3876 | 547.5024 | 821.2536 |  | 12199.0378 |  | 20950.5215 | 668171.4199 |  | 54.353 | 1138724.5676 | #NAME? | #NAME? | #NAME? | #NAME? | #NAME? | 0 | #NAME?
2017Q1 | 2017 | 2017-02-01 | 2017 | 2 | #NAME? | 2017-02-01 | 2017-02-28 | 7.15% | 0.2974 |  |  | 0 | 0 | 0 | 0 | 0 | 0 | 0 | 0 | 0 | 0 | 0 | 0 | 0% | 0% | 0% | 0% | 0% | 0% | 0% | 0% | 0% | 0% | 0% | 0% | 0% | 0% | 0% | 0% | 0% | 0% | 0% | 0% | 0% | 0% | 0% | 0% | 0 | 20 | 4 | 4 | 0 | 28 | 1.5% | 14184 | 2836.8 | 2836.8 |  | 1 | 1 | 1 | 1 | 2836.8 | 567.36 | 567.36 |  | 1 | 1 | 1 | 1 | 19857.6 | 19857.6 | 3971.52 | 3971.52 | 17.1335 | 0 | 0 | 0 | 0 | 0 | 0 | 0 | 0 | 0 | 0 | 0 | 0 | 0 | 0 | 0 | 0 | 0 | 0 | 0% | 0% | 0% | 0% | 0% | 0% | 0% | 0% | 7692.4334 | 0 | 0 | 0 | 0 | 0 | 0 | 0% | 0 | 0 | 0 | 0 | 0 | 0 | 0% | 0% | 0% | 0% | 0% | 0% | 0 | 0 | 0 | 0 | 0 | 0 | 0 | 0 | 0 | 0 | 0 | 0 | 0 | 0 | 0 | 0 | 0 | 0 | 0 | 0 | 0 | 0 | 0 | 0 | 0 | 0 | 0 | 0 | 0 | 0 |  | 0 |  | No | 45 | 8865 | 2659.5 | 1773 | 531.9 | 1773 | 531.9 | 0 | 39.8128 | 34.797 | 642351.9727 | 83.7308 | 39.9621 | 654579.1792 | 1296931.152 | 8865 | 2659.5 | 1773 | 531.9 | 1773 | 531.9 | 0 | 0 | 0 | 0 | 0 | 211945.157 | 3.7603 | 0 | 0 | 0 | 211945.157 | 808017.4119 | 5264.4048 | 0 | 813281.8167 | 27152.7858 | 0.51539 | 0 | 11018.4858 | 3.933 | 43335.6294 |  |  |  |  | 5132.835 | 1026.567 | 1026.567 |  | 2737.512 | 547.5024 | 547.5024 |  | 11018.4858 |  | 18923.0517 | 494805.5907 |  | 44.5716 | 843430.4768 | 0 | 0 | 0 | 0 | 0 | 0 | 0
2017Q1 | 2017 | 2017-03-01 | 2017 | 3 | #NAME? | 2017-03-01 | 2017-03-31 | 7.15% | 0.29563 |  |  | 0 | 0 | 0 | 0 | 0 | 0 | 0 | 0 | 0 | 0 | 0 | 0 | 0% | 0% | 0% | 0% | 0% | 0% | 0% | 0% | 0% | 0% | 0% | 0% | 0% | 0% | 0% | 0% | 0% | 0% | 0% | 0% | 0% | 0% | 0% | 0% | 0 | 23 | 4 | 4 | 0 | 31 | 1.5% | 16311.6 | 2836.8 | 2836.8 |  | 1 | 1 | 1 | 1 | 3262.32 | 567.36 | 567.36 |  | 1 | 1 | 1 | 1 | 21985.2 | 21985.2 | 4397.04 | 4397.04 | 17.2101 | 0 | 0 | 0 | 0 | 0 | 0 | 0 | 0 | 0 | 0 | 0 | 0 | 0 | 0 | 0 | 0 | 0 | 0 | 0% | 0% | 0% | 0% | 0% | 0% | 0% | 0% | 7694.4644 | 0 | 0 | 0 | 0 | 0 | 0 | 0% | 0 | 0 | 0 | 0 | 0 | 0 | 0% | 0% | 0% | 0% | 0% | 0% | 0 | 0 | 0 | 0 | 0 | 0 | 0 | 0 | 0 | 0 | 0 | 0 | 0 | 0 | 0 | 0 | 0 | 0 | 0 | 0 | 0 | 0 | 0 | 0 | 0 | 0 | 0 | 0 | 0 | 0 |  | 0 |  | No | 45 | 10194.75 | 3058.425 | 1773 | 531.9 | 1773 | 531.9 | 0 | 39.8128 | 34.797 | 711175.3984 | 83.7308 | 39.9621 | 724712.6627 | 1435888.0611 | 10194.75 | 3058.425 | 1773 | 531.9 | 1773 | 531.9 | 0 | 0 | 0 | 0 | 0 | 234715.52 | 3.5584 | 0 | 0 | 0 | 234715.52 | 847445.9848 | 5515.557 | 0 | 852961.5417 | 30062.0128 | 0.51553 | 0 | 12199.0378 | 3.933 | 47978.7325 |  |  |  |  | 5902.7603 | 1026.567 | 1026.567 |  | 3148.1388 | 547.5024 | 547.5024 |  | 12199.0378 |  | 20950.5215 | 514022.5248 |  | 41.4448 | 868291.0686 | 0 | 0 | 0 | 0 | 0 | 0 | 0
2017Q2 | 2017 | 2017-04-01 | 2017 | 4 | #NAME? | 2017-04-01 | 2017-04-30 | 7.15% | 0.29393 |  |  | 0 | 0 | 0 | 0 | 0 | 0 | 0 | 0 | 0 | 0 | 0 | 0 | 0% | 0% | 0% | 0% | 0% | 0% | 0% | 0% | 0% | 0% | 0% | 0% | 0% | 0% | 0% | 0% | 0% | 0% | 0% | 0% | 0% | 0% | 0% | 0% | 0 | 20 | 5 | 5 | 0 | 30 | 1.5% | 14184 | 3546 | 3546 |  | 1 | 1 | 1 | 1 | 2836.8 | 709.2 | 709.2 |  | 1 | 1 | 1 | 1 | 21276 | 21276 | 4255.2 | 4255.2 | 17.295 | 0 | 0 | 0 | 0 | 0 | 0 | 0 | 0 | 0 | 0 | 0 | 0 | 0 | 0 | 0 | 0 | 0 | 0 | 0% | 0% | 0% | 0% | 0% | 0% | 0% | 0% | 7696.4954 | 0 | 0 | 0 | 0 | 0 | 0 | 0% | 0 | 0 | 0 | 0 | 0 | 0 | 0% | 0% | 0% | 0% | 0% | 0% | 0 | 0 | 0 | 0 | 0 | 0 | 0 | 0 | 0 | 0 | 0 | 0 | 0 | 0 | 0 | 0 | 0 | 0 | 0 | 0 | 0 | 0 | 0 | 0 | 0 | 0 | 0 | 0 | 0 | 0 |  | 0 |  | No | 45 | 8865 | 2659.5 | 2216.25 | 664.875 | 2216.25 | 664.875 | 0 | 39.8128 | 34.797 | 688234.2565 | 83.7308 | 39.9621 | 701334.8349 | 1389569.0914 | 8865 | 2659.5 | 2216.25 | 664.875 | 2216.25 | 664.875 | 0 | 0 | 0 | 0 | 0 | 227204.0065 | 3.4517 | 0 | 0 | 0 | 227204.0065 | 796070.2641 | 5177.5029 | 0 | 801247.767 | 29092.2705 | 0.51567 | 0 | 11805.5205 | 3.933 | 46431.0315 |  |  |  |  | 5132.835 | 1283.2088 | 1283.2088 |  | 2737.512 | 684.378 | 684.378 |  | 11805.5205 |  | 20274.6983 | 507405.3808 |  | 42.2037 | 855667.4761 | 0 | 0 | 0 | 0 | 0 | 0 | 0
2017Q2 | 2017 | 2017-05-01 | 2017 | 5 | #NAME? | 2017-05-01 | 2017-05-31 | 7.15% | 0.29218 |  |  | 0 | 0 | 0 | 0 | 0 | 0 | 0 | 0 | 0 | 0 | 0 | 0 | 0% | 0% | 0% | 0% | 0% | 0% | 0% | 0% | 0% | 0% | 0% | 0% | 0% | 0% | 0% | 0% | 0% | 0% | 0% | 0% | 0% | 0% | 0% | 0% | 0 | #NAME? | #NAME? | #NAME? | 1 | 31 | 1.5% | 15602.4 | 2836.8 | 3546 |  | 1 | 1 | 1 | 1 | 3120.48 | 567.36 | 709.2 |  | 1 | 1 | 1 | 1 | 21985.2 | 21985.2 | 4397.04 | 4397.04 | 17.3771 | 0 | 0 | 0 | 0 | 0 | 0 | 0 | 0 | 0 | 0 | 0 | 0 | 0 | 0 | 0 | 0 | 0 | 0 | 0% | 0% | 0% | 0% | 0% | 0% | 0% | 0% | 7698.5263 | 0 | 0 | 0 | 0 | 0 | 0 | 0% | 0 | 0 | 0 | 0 | 0 | 0 | 0% | 0% | 0% | 0% | 0% | 0% | 0 | 0 | 0 | 0 | 0 | 0 | 0 | 0 | 0 | 0 | 0 | 0 | 0 | 0 | 0 | 0 | 0 | 0 | 0 | 0 | 0 | 0 | 0 | 0 | 0 | 0 | 0 | 0 | 0 | 0 |  | 0 |  | No | 45 | #NAME? | 0 | #NAME? | 0 | #NAME? | 0 | #NAME? | 40.7683 | 35.6322 | #NAME? | 85.7404 | 40.9212 | #NAME? | #NAME? | #NAME? | 0 | #NAME? | 0 | #NAME? | 0 | #NAME? | 0 | 0 | 0 | 0 | #NAME? | 3.4256 | 0 | 0 | 0 | #NAME? | #NAME? | 5309.7376 | 0 | #NAME? | #NAME? | 0.5158 | #NAME? | 9547.0731 | 3.933 | 37548.5733 |  |  |  |  | 3764.079 | 684.378 | 855.4725 |  | 3011.2632 | 547.5024 | 684.378 |  | 9547.0731 |  | 22276.5039 | 413145.1452 |  | 43.8455 | 976725.0235 | #NAME? | #NAME? | #NAME? | #NAME? | #NAME? | 0 | #NAME?
2017Q2 | 2017 | 2017-06-01 | 2017 | 6 | #NAME? | 2017-06-01 | 2017-06-30 | 7.15% | 0.2905 |  |  | 0 | 0 | 0 | 0 | 0 | 0 | 0 | 0 | 0 | 0 | 0 | 0 | 0% | 0% | 0% | 0% | 0% | 0% | 0% | 0% | 0% | 0% | 0% | 0% | 0% | 0% | 0% | 0% | 0% | 0% | 0% | 0% | 0% | 0% | 0% | 0% | 0 | 22 | 4 | 4 | 0 | 30 | 1.5% | 15602.4 | 2836.8 | 2836.8 |  | 1 | 1 | 1 | 1 | 3120.48 | 567.36 | 567.36 |  | 1 | 1 | 1 | 1 | 21276 | 21276 | 4255.2 | 4255.2 | 17.462 | 0 | 0 | 0 | 0 | 0 | 0 | 0 | 0 | 0 | 0 | 0 | 0 | 0 | 0 | 0 | 0 | 0 | 0 | 0% | 0% | 0% | 0% | 0% | 0% | 0% | 0% | 7700.5573 | 0 | 0 | 0 | 0 | 0 | 0 | 0% | 0 | 0 | 0 | 0 | 0 | 0 | 0% | 0% | 0% | 0% | 0% | 0% | 0 | 0 | 0 | 0 | 0 | 0 | 0 | 0 | 0 | 0 | 0 | 0 | 0 | 0 | 0 | 0 | 0 | 0 | 0 | 0 | 0 | 0 | 0 | 0 | 0 | 0 | 0 | 0 | 0 | 0 |  | 0 |  | No | 45 | 11701.8 | 0 | 2127.6 | 0 | 2127.6 | 0 | 0 | 40.7683 | 35.6322 | 650540.1957 | 85.7404 | 40.9212 | 1388993.8723 | 2039534.068 | 11701.8 | 0 | 2127.6 | 0 | 2127.6 | 0 | 0 | 0 | 0 | 0 | 0 | 196604.468 | 3.467 | 0 | 0 | 0 | 196604.468 | 691874.107 | 5200.5254 | 0 | 697074.6323 | 25196.103 | 0.51594 | 0 | 9239.103 | 3.933 | 36337.329 |  |  |  |  | 3764.079 | 684.378 | 684.378 |  | 3011.2632 | 547.5024 | 547.5024 |  | 9239.103 |  | 21557.907 | 403861.3911 |  | 45.2208 | 974866.7601 | 0 | 0 | 0 | 0 | 0 | 0 | 0
2017Q3 | 2017 | 2017-07-01 | 2017 | 7 | #NAME? | 2017-07-01 | 2017-07-31 | 7.15% | 0.28877 |  |  | 0 | 0 | 0 | 0 | 0 | 0 | 0 | 0 | 0 | 0 | 0 | 0 | 0% | 0% | 0% | 0% | 0% | 0% | 0% | 0% | 0% | 0% | 0% | 0% | 0% | 0% | 0% | 0% | 0% | 0% | 0% | 0% | 0% | 0% | 0% | 0% | 0 | #NAME? | #NAME? | #NAME? | 1 | 31 | 1.5% | 14184 | 3546 | 4255.2 |  | 1 | 1 | 1 | 1 | 2836.8 | 709.2 | 851.04 |  | 1 | 1 | 1 | 1 | 21985.2 | 21985.2 | 4397.04 | 4397.04 | 17.5441 | 0 | 0 | 0 | 0 | 0 | 0 | 0 | 0 | 0 | 0 | 0 | 0 | 0 | 0 | 0 | 0 | 0 | 0 | 0% | 0% | 0% | 0% | 0% | 0% | 0% | 0% | 7702.5882 | 0 | 0 | 0 | 0 | 0 | 0 | 0% | 0 | 0 | 0 | 0 | 0 | 0 | 0% | 0% | 0% | 0% | 0% | 0% | 0 | 0 | 0 | 0 | 0 | 0 | 0 | 0 | 0 | 0 | 0 | 0 | 0 | 0 | 0 | 0 | 0 | 0 | 0 | 0 | 0 | 0 | 0 | 0 | 0 | 0 | 0 | 0 | 0 | 0 |  | 0 |  | No | 45 | #NAME? | 0 | #NAME? | 0 | #NAME? | 0 | #NAME? | 40.7683 | 35.6322 | #NAME? | 85.7404 | 40.9212 | #NAME? | #NAME? | #NAME? | 0 | #NAME? | 0 | #NAME? | 0 | #NAME? | 0 | 0 | 0 | 0 | #NAME? | 3.5617 | 0 | 0 | 0 | #NAME? | #NAME? | 5520.562 | 0 | #NAME? | #NAME? | 0.51607 | #NAME? | 9547.0731 | 3.933 | 37548.5733 |  |  |  |  | 3421.89 | 855.4725 | 1026.567 |  | 2737.512 | 684.378 | 821.2536 |  | 9547.0731 |  | 22276.5039 | 542148.4391 |  | 60.1359 | 1339617.1023 | #NAME? | #NAME? | #NAME? | #NAME? | #NAME? | 0 | #NAME?
2017Q3 | 2017 | 2017-08-01 | 2017 | 8 | #NAME? | 2017-08-01 | 2017-08-31 | 7.15% | 0.28705 |  |  | 0 | 0 | 0 | 0 | 0 | 0 | 0 | 0 | 0 | 0 | 0 | 0 | 0% | 0% | 0% | 0% | 0% | 0% | 0% | 0% | 0% | 0% | 0% | 0% | 0% | 0% | 0% | 0% | 0% | 0% | 0% | 0% | 0% | 0% | 0% | 0% | 0 | 23 | 4 | 4 | 0 | 31 | 1.5% | 16311.6 | 2836.8 | 2836.8 |  | 1 | 1 | 1 | 1 | 3262.32 | 567.36 | 567.36 |  | 1 | 1 | 1 | 1 | 21985.2 | 21985.2 | 4397.04 | 4397.04 | 17.629 | 0 | 0 | 0 | 0 | 0 | 0 | 0 | 0 | 0 | 0 | 0 | 0 | 0 | 0 | 0 | 0 | 0 | 0 | 0% | 0% | 0% | 0% | 0% | 0% | 0% | 0% | 7704.6192 | 0 | 0 | 0 | 0 | 0 | 0 | 0% | 0 | 0 | 0 | 0 | 0 | 0 | 0% | 0% | 0% | 0% | 0% | 0% | 0 | 0 | 0 | 0 | 0 | 0 | 0 | 0 | 0 | 0 | 0 | 0 | 0 | 0 | 0 | 0 | 0 | 0 | 0 | 0 | 0 | 0 | 0 | 0 | 0 | 0 | 0 | 0 | 0 | 0 |  | 0 |  | No | 45 | 12233.7 | 0 | 2127.6 | 0 | 2127.6 | 0 | 0 | 40.7683 | 35.6322 | 672224.8689 | 85.7404 | 40.9212 | 1435293.668 | 2107518.5369 | 12233.7 | 0 | 2127.6 | 0 | 2127.6 | 0 | 0 | 0 | 0 | 0 | 0 | 203265.1128 | 3.6961 | 0 | 0 | 0 | 203265.1128 | 761869.2905 | 5728.8863 | 0 | 767598.1768 | 26035.9731 | 0.51621 | 0 | 9547.0731 | 3.933 | 37548.5733 |  |  |  |  | 3935.1735 | 684.378 | 684.378 |  | 3148.1388 | 547.5024 | 547.5024 |  | 9547.0731 |  | 22276.5039 | 669337.8534 |  | 73.8182 | 1644412.345 | 0 | 0 | 0 | 0 | 0 | 0 | 0
2017Q3 | 2017 | 2017-09-01 | 2017 | 9 | #NAME? | 2017-09-01 | 2017-09-30 | 7.15% | 0.2854 |  |  | 0 | 0 | 0 | 0 | 0 | 0 | 0 | 0 | 0 | 0 | 0 | 0 | 0% | 0% | 0% | 0% | 0% | 0% | 0% | 0% | 0% | 0% | 0% | 0% | 0% | 0% | 0% | 0% | 0% | 0% | 0% | 0% | 0% | 0% | 0% | 0% | 0 | #NAME? | #NAME? | #NAME? | 1 | 30 | 1.5% | 14184 | 3546 | 3546 |  | 1 | 1 | 1 | 1 | 2836.8 | 709.2 | 709.2 |  | 1 | 1 | 1 | 1 | 21276 | 21276 | 4255.2 | 4255.2 | 17.7139 | 0 | 0 | 0 | 0 | 0 | 0 | 0 | 0 | 0 | 0 | 0 | 0 | 0 | 0 | 0 | 0 | 0 | 0 | 0% | 0% | 0% | 0% | 0% | 0% | 0% | 0% | 7706.6502 | 0 | 0 | 0 | 0 | 0 | 0 | 0% | 0 | 0 | 0 | 0 | 0 | 0 | 0% | 0% | 0% | 0% | 0% | 0% | 0 | 0 | 0 | 0 | 0 | 0 | 0 | 0 | 0 | 0 | 0 | 0 | 0 | 0 | 0 | 0 | 0 | 0 | 0 | 0 | 0 | 0 | 0 | 0 | 0 | 0 | 0 | 0 | 0 | 0 |  | 0 |  | No | 45 | #NAME? | 0 | #NAME? | 0 | #NAME? | 0 | #NAME? | 40.7683 | 35.6322 | #NAME? | 85.7404 | 40.9212 | #NAME? | #NAME? | #NAME? | 0 | #NAME? | 0 | #NAME? | 0 | #NAME? | 0 | 0 | 0 | 0 | #NAME? | 3.8561 | 0 | 0 | 0 | #NAME? | #NAME? | 5784.1131 | 0 | #NAME? | #NAME? | 0.51635 | #NAME? | 9239.103 | 3.933 | 36337.329 |  |  |  |  | 3421.89 | 855.4725 | 855.4725 |  | 2737.512 | 684.378 | 684.378 |  | 9239.103 |  | 21557.907 | 568562.7033 |  | 63.8736 | 1376981.6129 | #NAME? | #NAME? | #NAME? | #NAME? | #NAME? | 0 | #NAME?
2017Q4 | 2017 | 2017-10-01 | 2017 | 10 | #NAME? | 2017-10-01 | 2017-10-31 | 7.15% | 0.28371 |  |  | 0 | 0 | 0 | 0 | 0 | 0 | 0 | 0 | 0 | 0 | 0 | 0 | 0% | 0% | 0% | 0% | 0% | 0% | 0% | 0% | 0% | 0% | 0% | 0% | 0% | 0% | 0% | 0% | 0% | 0% | 0% | 0% | 0% | 0% | 0% | 0% | 0 | 22 | 4 | 5 | 0 | 31 | 1.5% | 15602.4 | 2836.8 | 3546 |  | 1 | 1 | 1 | 1 | 3120.48 | 567.36 | 709.2 |  | 1 | 1 | 1 | 1 | 21985.2 | 21985.2 | 4397.04 | 4397.04 | 17.796 | 0 | 0 | 0 | 0 | 0 | 0 | 0 | 0 | 0 | 0 | 0 | 0 | 0 | 0 | 0 | 0 | 0 | 0 | 0% | 0% | 0% | 0% | 0% | 0% | 0% | 0% | 7708.6811 | 0 | 0 | 0 | 0 | 0 | 0 | 0% | 0 | 0 | 0 | 0 | 0 | 0 | 0% | 0% | 0% | 0% | 0% | 0% | 0 | 0 | 0 | 0 | 0 | 0 | 0 | 0 | 0 | 0 | 0 | 0 | 0 | 0 | 0 | 0 | 0 | 0 | 0 | 0 | 0 | 0 | 0 | 0 | 0 | 0 | 0 | 0 | 0 | 0 |  | 0 |  | No | 45 | 9751.5 | 2925.45 | 1773 | 531.9 | 2216.25 | 664.875 | 0 | 40.7683 | 35.6322 | 728243.6079 | 85.7404 | 40.9212 | 742105.7666 | 1470349.3746 | 9751.5 | 2925.45 | 1773 | 531.9 | 2216.25 | 664.875 | 0 | 0 | 0 | 0 | 0 | 235149.1934 | 4.0274 | 0 | 0 | 0 | 235149.1934 | 959299.8671 | 6242.5276 | 0 | 965542.3947 | 30062.0129 | 0.51648 | 0 | 12199.0378 | 3.933 | 47978.7325 |  |  |  |  | 5646.1185 | 1026.567 | 1283.2088 |  | 3011.2632 | 547.5024 | 684.378 |  | 12199.0378 |  | 20950.5215 | 691350.1223 |  | 55.7762 | 1168539.5149 | 0 | 0 | 0 | 0 | 0 | 0 | 0
2017Q4 | 2017 | 2017-11-01 | 2017 | 11 | #NAME? | 2017-11-01 | 2017-11-30 | 7.15% | 0.28207 |  |  | 0 | 0 | 0 | 0 | 0 | 0 | 0 | 0 | 0 | 0 | 0 | 0 | 0% | 0% | 0% | 0% | 0% | 0% | 0% | 0% | 0% | 0% | 0% | 0% | 0% | 0% | 0% | 0% | 0% | 0% | 0% | 0% | 0% | 0% | 0% | 0% | 0 | #NAME? | #NAME? | #NAME? | 1 | 30 | 1.5% | 14893.2 | 2836.8 | 3546 |  | 1 | 1 | 1 | 1 | 2978.64 | 567.36 | 709.2 |  | 1 | 1 | 1 | 1 | 21276 | 21276 | 4255.2 | 4255.2 | 17.8809 | 0 | 0 | 0 | 0 | 0 | 0 | 0 | 0 | 0 | 0 | 0 | 0 | 0 | 0 | 0 | 0 | 0 | 0 | 0% | 0% | 0% | 0% | 0% | 0% | 0% | 0% | 7710.7121 | 0 | 0 | 0 | 0 | 0 | 0 | 0% | 0 | 0 | 0 | 0 | 0 | 0 | 0% | 0% | 0% | 0% | 0% | 0% | 0 | 0 | 0 | 0 | 0 | 0 | 0 | 0 | 0 | 0 | 0 | 0 | 0 | 0 | 0 | 0 | 0 | 0 | 0 | 0 | 0 | 0 | 0 | 0 | 0 | 0 | 0 | 0 | 0 | 0 |  | 0 |  | No | 45 | #NAME? | #NAME? | #NAME? | #NAME? | #NAME? | #NAME? | #NAME? | 40.7683 | 35.6322 | #NAME? | 85.7404 | 40.9212 | #NAME? | #NAME? | #NAME? | #NAME? | #NAME? | #NAME? | #NAME? | #NAME? | #NAME? | 0 | 0 | 0 | 0 | #NAME? | 4.1964 | 0 | 0 | 0 | #NAME? | #NAME? | 6294.6254 | 0 | #NAME? | #NAME? | 0.51662 | #NAME? | 11805.5205 | 3.933 | 46431.0315 |  |  |  |  | 5389.4768 | 1026.567 | 1283.2088 |  | 2874.3876 | 547.5024 | 684.378 |  | 11805.5205 |  | 20274.6983 | 695190.6929 |  | 58.5403 | 1186886.1822 | #NAME? | #NAME? | #NAME? | #NAME? | #NAME? | 0 | #NAME?
2017Q4 | 2017 | 2017-12-01 | 2017 | 12 | #NAME? | 2017-12-01 | 2017-12-31 | 7.15% | 0.2804 |  |  | 0 | 0 | 0 | 0 | 0 | 0 | 0 | 0 | 0 | 0 | 0 | 0 | 0% | 0% | 0% | 0% | 0% | 0% | 0% | 0% | 0% | 0% | 0% | 0% | 0% | 0% | 0% | 0% | 0% | 0% | 0% | 0% | 0% | 0% | 0% | 0% | 0 | #NAME? | #NAME? | #NAME? | 1 | 31 | 1.5% | 14184 | 3546 | 4255.2 |  | 1 | 1 | 1 | 1 | 2836.8 | 709.2 | 851.04 |  | 1 | 1 | 1 | 1 | 21985.2 | 21985.2 | 4397.04 | 4397.04 | 17.963 | 0 | 0 | 0 | 0 | 0 | 0 | 0 | 0 | 0 | 0 | 0 | 0 | 0 | 0 | 0 | 0 | 0 | 0 | 0% | 0% | 0% | 0% | 0% | 0% | 0% | 0% | 7712.743 | 0 | 0 | 0 | 0 | 0 | 0 | 0% | 0 | 0 | 0 | 0 | 0 | 0 | 0% | 0% | 0% | 0% | 0% | 0% | 0 | 0 | 0 | 0 | 0 | 0 | 0 | 0 | 0 | 0 | 0 | 0 | 0 | 0 | 0 | 0 | 0 | 0 | 0 | 0 | 0 | 0 | 0 | 0 | 0 | 0 | 0 | 0 | 0 | 0 |  | 0 |  | No | 45 | #NAME? | #NAME? | #NAME? | #NAME? | #NAME? | #NAME? | #NAME? | 40.7683 | 35.6322 | #NAME? | 85.7404 | 40.9212 | #NAME? | #NAME? | #NAME? | #NAME? | #NAME? | #NAME? | #NAME? | #NAME? | #NAME? | 0 | 0 | 0 | 0 | #NAME? | 4.3749 | 0 | 0 | 0 | #NAME? | #NAME? | 6781.1136 | 0 | #NAME? | #NAME? | 0.51675 | #NAME? | 12199.0379 | 3.933 | 47978.7325 |  |  |  |  | 5132.835 | 1283.2088 | 1539.8505 |  | 2737.512 | 684.378 | 821.2536 |  | 12199.0379 |  | 20950.5215 | 694348.5945 |  | 56.551 | 1184773.5293 | #NAME? | #NAME? | #NAME? | #NAME? | #NAME? | 0 | #NAME?
2018Q1 | 2018 | 2018-01-01 | 2018 | 1 | #NAME? | 2018-01-01 | 2018-01-31 | 7.15% | 0.27873 |  |  | 0 | 0 | 0 | 0 | 0 | 0 | 0 | 0 | 0 | 0 | 0 | 0 | 0% | 0% | 0% | 0% | 0% | 0% | 0% | 0% | 0% | 0% | 0% | 0% | 0% | 0% | 0% | 0% | 0% | 0% | 0% | 0% | 0% | 0% | 0% | 0% | 0 | #NAME? | #NAME? | #NAME? | 1 | 31 | 1.5% | 15602.4 | 2836.8 | 3546 |  | 1 | 1 | 1 | 1 | 3120.48 | 567.36 | 709.2 |  | 1 | 1 | 1 | 1 | 21985.2 | 21985.2 | 4397.04 | 4397.04 | 18.0479 | 0 | 0 | 0 | 0 | 0 | 0 | 0 | 0 | 0 | 0 | 0 | 0 | 0 | 0 | 0 | 0 | 0 | 0 | 0% | 0% | 0% | 0% | 0% | 0% | 0% | 0% | 7714.774 | 0 | 0 | 0 | 0 | 0 | 0 | 0% | 0 | 0 | 0 | 0 | 0 | 0 | 0% | 0% | 0% | 0% | 0% | 0% | 0 | 0 | 0 | 0 | 0 | 0 | 0 | 0 | 0 | 0 | 0 | 0 | 0 | 0 | 0 | 0 | 0 | 0 | 0 | 0 | 0 | 0 | 0 | 0 | 0 | 0 | 0 | 0 | 0 | 0 |  | 0 |  | No | 45 | #NAME? | #NAME? | #NAME? | #NAME? | #NAME? | #NAME? | #NAME? | 40.7683 | 35.6322 | #NAME? | 85.7404 | 40.9212 | #NAME? | #NAME? | #NAME? | #NAME? | #NAME? | #NAME? | #NAME? | #NAME? | #NAME? | 0 | 0 | 0 | 0 | #NAME? | 4.1545 | 0 | 0 | 0 | #NAME? | #NAME? | 6439.5203 | 0 | #NAME? | #NAME? | 0.51689 | #NAME? | 12199.0378 | 4.051 | 49418.0945 |  |  |  |  | 5646.1185 | 1026.567 | 1283.2088 |  | 3011.2632 | 547.5024 | 684.378 |  | 12199.0378 |  | 20950.5215 | 662496.7833 |  | 53.8914 | 1129053.6241 | #NAME? | #NAME? | #NAME? | #NAME? | #NAME? | 0 | #NAME?
2018Q1 | 2018 | 2018-02-01 | 2018 | 2 | #NAME? | 2018-02-01 | 2018-02-28 | 7.15% | 0.27723 |  |  | 0 | 0 | 0 | 0 | 0 | 0 | 0 | 0 | 0 | 0 | 0 | 0 | 0% | 0% | 0% | 0% | 0% | 0% | 0% | 0% | 0% | 0% | 0% | 0% | 0% | 0% | 0% | 0% | 0% | 0% | 0% | 0% | 0% | 0% | 0% | 0% | 0 | 20 | 4 | 4 | 0 | 28 | 1.5% | 14184 | 2836.8 | 2836.8 |  | 1 | 1 | 1 | 1 | 2836.8 | 567.36 | 567.36 |  | 1 | 1 | 1 | 1 | 19857.6 | 19857.6 | 3971.52 | 3971.52 | 18.1328 | 0 | 0 | 0 | 0 | 0 | 0 | 0 | 0 | 0 | 0 | 0 | 0 | 0 | 0 | 0 | 0 | 0 | 0 | 0% | 0% | 0% | 0% | 0% | 0% | 0% | 0% | 7716.805 | 0 | 0 | 0 | 0 | 0 | 0 | 0% | 0 | 0 | 0 | 0 | 0 | 0 | 0% | 0% | 0% | 0% | 0% | 0% | 0 | 0 | 0 | 0 | 0 | 0 | 0 | 0 | 0 | 0 | 0 | 0 | 0 | 0 | 0 | 0 | 0 | 0 | 0 | 0 | 0 | 0 | 0 | 0 | 0 | 0 | 0 | 0 | 0 | 0 |  | 0 |  | No | 45 | 8865 | 2659.5 | 1773 | 531.9 | 1773 | 531.9 | 0 | 40.7683 | 35.6322 | 657768.4201 | 85.7404 | 40.9212 | 670289.0795 | 1328057.4996 | 8865 | 2659.5 | 1773 | 531.9 | 1773 | 531.9 | 0 | 0 | 0 | 0 | 0 | 212616.6513 | 3.8372 | 0 | 0 | 0 | 212616.6513 | 826928.8313 | 5372.0727 | 0 | 832300.904 | 27152.7858 | 0.51703 | 0 | 11018.4858 | 4.051 | 44635.6982 |  |  |  |  | 5132.835 | 1026.567 | 1026.567 |  | 2737.512 | 547.5024 | 547.5024 |  | 11018.4858 |  | 18923.0517 | 468730.8208 |  | 42.2228 | 798984.2215 | 0 | 0 | 0 | 0 | 0 | 0 | 0
2018Q1 | 2018 | 2018-03-01 | 2018 | 3 | #NAME? | 2018-03-01 | 2018-03-31 | 7.15% | 0.27558 |  |  | 0 | 0 | 0 | 0 | 0 | 0 | 0 | 0 | 0 | 0 | 0 | 0 | 0% | 0% | 0% | 0% | 0% | 0% | 0% | 0% | 0% | 0% | 0% | 0% | 0% | 0% | 0% | 0% | 0% | 0% | 0% | 0% | 0% | 0% | 0% | 0% | 0 | 22 | 5 | 4 | 0 | 31 | 1.5% | 15602.4 | 3546 | 2836.8 |  | 1 | 1 | 1 | 1 | 3120.48 | 709.2 | 567.36 |  | 1 | 1 | 1 | 1 | 21985.2 | 21985.2 | 4397.04 | 4397.04 | 18.2094 | 0 | 0 | 0 | 0 | 0 | 0 | 0 | 0 | 0 | 0 | 0 | 0 | 0 | 0 | 0 | 0 | 0 | 0 | 0% | 0% | 0% | 0% | 0% | 0% | 0% | 0% | 7718.8359 | 0 | 0 | 0 | 0 | 0 | 0 | 0% | 0 | 0 | 0 | 0 | 0 | 0 | 0% | 0% | 0% | 0% | 0% | 0% | 0 | 0 | 0 | 0 | 0 | 0 | 0 | 0 | 0 | 0 | 0 | 0 | 0 | 0 | 0 | 0 | 0 | 0 | 0 | 0 | 0 | 0 | 0 | 0 | 0 | 0 | 0 | 0 | 0 | 0 |  | 0 |  | No | 45 | 9751.5 | 2925.45 | 2216.25 | 664.875 | 1773 | 531.9 | 0 | 40.7683 | 35.6322 | 728243.6079 | 85.7404 | 40.9212 | 742105.7666 | 1470349.3746 | 9751.5 | 2925.45 | 2216.25 | 664.875 | 1773 | 531.9 | 0 | 0 | 0 | 0 | 0 | 235458.9602 | 3.6312 | 0 | 0 | 0 | 235458.9602 | 867266.2111 | 5628.3615 | 0 | 872894.5725 | 30062.0129 | 0.51716 | 0 | 12199.0378 | 4.051 | 49418.0945 |  |  |  |  | 5646.1185 | 1283.2088 | 1026.567 |  | 3011.2632 | 684.378 | 547.5024 |  | 12199.0378 |  | 20950.5215 | 521416.8371 |  | 42.041 | 880781.6017 | 0 | 0 | 0 | 0 | 0 | 0 | 0
2018Q2 | 2018 | 2018-04-01 | 2018 | 4 | #NAME? | 2018-04-01 | 2018-04-30 | 7.15% | 0.274 |  |  | 0 | 0 | 0 | 0 | 0 | 0 | 0 | 0 | 0 | 0 | 0 | 0 | 0% | 0% | 0% | 0% | 0% | 0% | 0% | 0% | 0% | 0% | 0% | 0% | 0% | 0% | 0% | 0% | 0% | 0% | 0% | 0% | 0% | 0% | 0% | 0% | 0 | 21 | 4 | 5 | 0 | 30 | 1.5% | 14893.2 | 2836.8 | 3546 |  | 1 | 1 | 1 | 1 | 2978.64 | 567.36 | 709.2 |  | 1 | 1 | 1 | 1 | 21276 | 21276 | 4255.2 | 4255.2 | 18.2943 | 0 | 0 | 0 | 0 | 0 | 0 | 0 | 0 | 0 | 0 | 0 | 0 | 0 | 0 | 0 | 0 | 0 | 0 | 0% | 0% | 0% | 0% | 0% | 0% | 0% | 0% | 7720.8669 | 0 | 0 | 0 | 0 | 0 | 0 | 0% | 0 | 0 | 0 | 0 | 0 | 0 | 0% | 0% | 0% | 0% | 0% | 0% | 0 | 0 | 0 | 0 | 0 | 0 | 0 | 0 | 0 | 0 | 0 | 0 | 0 | 0 | 0 | 0 | 0 | 0 | 0 | 0 | 0 | 0 | 0 | 0 | 0 | 0 | 0 | 0 | 0 | 0 |  | 0 |  | No | 45 | 9308.25 | 2792.475 | 1773 | 531.9 | 2216.25 | 664.875 | 0 | 40.7683 | 35.6322 | 704751.8786 | 85.7404 | 40.9212 | 718166.8709 | 1422918.7496 | 9308.25 | 2792.475 | 1773 | 531.9 | 2216.25 | 664.875 | 0 | 0 | 0 | 0 | 0 | 227923.4647 | 3.5223 | 0 | 0 | 0 | 227923.4647 | 814681.0456 | 5283.3935 | 0 | 819964.4391 | 29092.2705 | 0.5173 | 0 | 11805.5205 | 4.051 | 47823.9624 |  |  |  |  | 5389.4768 | 1026.567 | 1283.2088 |  | 2874.3876 | 547.5024 | 684.378 |  | 11805.5205 |  | 20274.6983 | 499596.6185 |  | 41.5542 | 842499.1019 | 0 | 0 | 0 | 0 | 0 | 0 | 0
2018Q2 | 2018 | 2018-05-01 | 2018 | 5 | #NAME? | 2018-05-01 | 2018-05-31 | 7.15% | 0.27237 |  |  | 0 | 0 | 0 | 0 | 0 | 0 | 0 | 0 | 0 | 0 | 0 | 0 | 0% | 0% | 0% | 0% | 0% | 0% | 0% | 0% | 0% | 0% | 0% | 0% | 0% | 0% | 0% | 0% | 0% | 0% | 0% | 0% | 0% | 0% | 0% | 0% | 0 | #NAME? | #NAME? | #NAME? | 1 | 31 | 1.5% | 15602.4 | 2836.8 | 3546 |  | 1 | 1 | 1 | 1 | 3120.48 | 567.36 | 709.2 |  | 1 | 1 | 1 | 1 | 21985.2 | 21985.2 | 4397.04 | 4397.04 | 18.3765 | 0 | 0 | 0 | 0 | 0 | 0 | 0 | 0 | 0 | 0 | 0 | 0 | 0 | 0 | 0 | 0 | 0 | 0 | 0% | 0% | 0% | 0% | 0% | 0% | 0% | 0% | 7722.8978 | 0 | 0 | 0 | 0 | 0 | 0 | 0% | 0 | 0 | 0 | 0 | 0 | 0 | 0% | 0% | 0% | 0% | 0% | 0% | 0 | 0 | 0 | 0 | 0 | 0 | 0 | 0 | 0 | 0 | 0 | 0 | 0 | 0 | 0 | 0 | 0 | 0 | 0 | 0 | 0 | 0 | 0 | 0 | 0 | 0 | 0 | 0 | 0 | 0 |  | 0 |  | No | 45 | #NAME? | 0 | #NAME? | 0 | #NAME? | 0 | #NAME? | 41.7468 | 36.4873 | #NAME? | 87.7981 | 41.9033 | #NAME? | #NAME? | #NAME? | 0 | #NAME? | 0 | #NAME? | 0 | #NAME? | 0 | 0 | 0 | 0 | #NAME? | 3.4957 | 0 | 0 | 0 | #NAME? | #NAME? | 5418.3327 | 0 | #NAME? | #NAME? | 0.51743 | #NAME? | 9547.0731 | 4.051 | 38675.0305 |  |  |  |  | 3764.079 | 684.378 | 855.4725 |  | 3011.2632 | 547.5024 | 684.378 |  | 9547.0731 |  | 22276.5039 | 419488.2956 |  | 44.5187 | 991720.9972 | #NAME? | #NAME? | #NAME? | #NAME? | #NAME? | 0 | #NAME?
2018Q2 | 2018 | 2018-06-01 | 2018 | 6 | #NAME? | 2018-06-01 | 2018-06-30 | 7.15% | 0.2708 |  |  | 0 | 0 | 0 | 0 | 0 | 0 | 0 | 0 | 0 | 0 | 0 | 0 | 0% | 0% | 0% | 0% | 0% | 0% | 0% | 0% | 0% | 0% | 0% | 0% | 0% | 0% | 0% | 0% | 0% | 0% | 0% | 0% | 0% | 0% | 0% | 0% | 0 | 21 | 5 | 4 | 0 | 30 | 1.5% | 14893.2 | 3546 | 2836.8 |  | 1 | 1 | 1 | 1 | 2978.64 | 709.2 | 567.36 |  | 1 | 1 | 1 | 1 | 21276 | 21276 | 4255.2 | 4255.2 | 18.4613 | 0 | 0 | 0 | 0 | 0 | 0 | 0 | 0 | 0 | 0 | 0 | 0 | 0 | 0 | 0 | 0 | 0 | 0 | 0% | 0% | 0% | 0% | 0% | 0% | 0% | 0% | 7724.9288 | 0 | 0 | 0 | 0 | 0 | 0 | 0% | 0 | 0 | 0 | 0 | 0 | 0 | 0% | 0% | 0% | 0% | 0% | 0% | 0 | 0 | 0 | 0 | 0 | 0 | 0 | 0 | 0 | 0 | 0 | 0 | 0 | 0 | 0 | 0 | 0 | 0 | 0 | 0 | 0 | 0 | 0 | 0 | 0 | 0 | 0 | 0 | 0 | 0 |  | 0 |  | No | 45 | 11169.9 | 0 | 2659.5 | 0 | 2127.6 | 0 | 0 | 41.7468 | 36.4873 | 666153.1604 | 87.7981 | 41.9033 | 1422329.7252 | 2088482.8856 | 11169.9 | 0 | 2659.5 | 0 | 2127.6 | 0 | 0 | 0 | 0 | 0 | 0 | 197226.7022 | 3.5379 | 0 | 0 | 0 | 197226.7022 | 708048.6996 | 5306.8868 | 0 | 713355.5864 | 25196.103 | 0.51757 | 0 | 9239.103 | 4.051 | 37427.4488 |  |  |  |  | 3592.9845 | 855.4725 | 684.378 |  | 2874.3876 | 684.378 | 547.5024 |  | 9239.103 |  | 21557.907 | 413454.0812 |  | 46.2949 | 998022.2162 | 0 | 0 | 0 | 0 | 0 | 0 | 0
2018Q3 | 2018 | 2018-07-01 | 2018 | 7 | #NAME? | 2018-07-01 | 2018-07-31 | 7.15% | 0.26919 |  |  | 0 | 0 | 0 | 0 | 0 | 0 | 0 | 0 | 0 | 0 | 0 | 0 | 0% | 0% | 0% | 0% | 0% | 0% | 0% | 0% | 0% | 0% | 0% | 0% | 0% | 0% | 0% | 0% | 0% | 0% | 0% | 0% | 0% | 0% | 0% | 0% | 0 | #NAME? | #NAME? | #NAME? | 1 | 31 | 1.5% | 14893.2 | 2836.8 | 4255.2 |  | 1 | 1 | 1 | 1 | 2978.64 | 567.36 | 851.04 |  | 1 | 1 | 1 | 1 | 21985.2 | 21985.2 | 4397.04 | 4397.04 | 18.5435 | 0 | 0 | 0 | 0 | 0 | 0 | 0 | 0 | 0 | 0 | 0 | 0 | 0 | 0 | 0 | 0 | 0 | 0 | 0% | 0% | 0% | 0% | 0% | 0% | 0% | 0% | 7726.9598 | 0 | 0 | 0 | 0 | 0 | 0 | 0% | 0 | 0 | 0 | 0 | 0 | 0 | 0% | 0% | 0% | 0% | 0% | 0% | 0 | 0 | 0 | 0 | 0 | 0 | 0 | 0 | 0 | 0 | 0 | 0 | 0 | 0 | 0 | 0 | 0 | 0 | 0 | 0 | 0 | 0 | 0 | 0 | 0 | 0 | 0 | 0 | 0 | 0 |  | 0 |  | No | 45 | #NAME? | 0 | #NAME? | 0 | #NAME? | 0 | #NAME? | 41.7468 | 36.4873 | #NAME? | 87.7981 | 41.9033 | #NAME? | #NAME? | #NAME? | 0 | #NAME? | 0 | #NAME? | 0 | #NAME? | 0 | 0 | 0 | 0 | #NAME? | 3.6345 | 0 | 0 | 0 | #NAME? | #NAME? | 5633.4689 | 0 | #NAME? | #NAME? | 0.51771 | #NAME? | 9547.0731 | 4.051 | 38675.0305 |  |  |  |  | 3592.9845 | 684.378 | 1026.567 |  | 2874.3876 | 547.5024 | 821.2536 |  | 9547.0731 |  | 22276.5039 | 553592.2226 |  | 61.4052 | 1367894.0223 | #NAME? | #NAME? | #NAME? | #NAME? | #NAME? | 0 | #NAME?
2018Q3 | 2018 | 2018-08-01 | 2018 | 8 | #NAME? | 2018-08-01 | 2018-08-31 | 7.15% | 0.26759 |  |  | 0 | 0 | 0 | 0 | 0 | 0 | 0 | 0 | 0 | 0 | 0 | 0 | 0% | 0% | 0% | 0% | 0% | 0% | 0% | 0% | 0% | 0% | 0% | 0% | 0% | 0% | 0% | 0% | 0% | 0% | 0% | 0% | 0% | 0% | 0% | 0% | 0 | 23 | 4 | 4 | 0 | 31 | 1.5% | 16311.6 | 2836.8 | 2836.8 |  | 1 | 1 | 1 | 1 | 3262.32 | 567.36 | 567.36 |  | 1 | 1 | 1 | 1 | 21985.2 | 21985.2 | 4397.04 | 4397.04 | 18.6283 | 0 | 0 | 0 | 0 | 0 | 0 | 0 | 0 | 0 | 0 | 0 | 0 | 0 | 0 | 0 | 0 | 0 | 0 | 0% | 0% | 0% | 0% | 0% | 0% | 0% | 0% | 7728.9907 | 0 | 0 | 0 | 0 | 0 | 0 | 0% | 0 | 0 | 0 | 0 | 0 | 0 | 0% | 0% | 0% | 0% | 0% | 0% | 0 | 0 | 0 | 0 | 0 | 0 | 0 | 0 | 0 | 0 | 0 | 0 | 0 | 0 | 0 | 0 | 0 | 0 | 0 | 0 | 0 | 0 | 0 | 0 | 0 | 0 | 0 | 0 | 0 | 0 |  | 0 |  | No | 45 | 12233.7 | 0 | 2127.6 | 0 | 2127.6 | 0 | 0 | 41.7468 | 36.4873 | 688358.2657 | 87.7981 | 41.9033 | 1469740.7161 | 2158098.9818 | 12233.7 | 0 | 2127.6 | 0 | 2127.6 | 0 | 0 | 0 | 0 | 0 | 0 | 203908.0881 | 3.7716 | 0 | 0 | 0 | 203908.0881 | 779693.0707 | 5846.0538 | 0 | 785539.1245 | 26035.9731 | 0.51784 | 0 | 9547.0731 | 4.051 | 38675.0305 |  |  |  |  | 3935.1735 | 684.378 | 684.378 |  | 3148.1388 | 547.5024 | 547.5024 |  | 9547.0731 |  | 22276.5039 | 657867.5488 |  | 72.5532 | 1616232.3901 | 0 | 0 | 0 | 0 | 0 | 0 | 0
2018Q3 | 2018 | 2018-09-01 | 2018 | 9 | #NAME? | 2018-09-01 | 2018-09-30 | 7.15% | 0.26605 |  |  | 0 | 0 | 0 | 0 | 0 | 0 | 0 | 0 | 0 | 0 | 0 | 0 | 0% | 0% | 0% | 0% | 0% | 0% | 0% | 0% | 0% | 0% | 0% | 0% | 0% | 0% | 0% | 0% | 0% | 0% | 0% | 0% | 0% | 0% | 0% | 0% | 0 | #NAME? | #NAME? | #NAME? | 1 | 30 | 1.5% | 13474.8 | 3546 | 4255.2 |  | 1 | 1 | 1 | 1 | 2694.96 | 709.2 | 851.04 |  | 1 | 1 | 1 | 1 | 21276 | 21276 | 4255.2 | 4255.2 | 18.7132 | 0 | 0 | 0 | 0 | 0 | 0 | 0 | 0 | 0 | 0 | 0 | 0 | 0 | 0 | 0 | 0 | 0 | 0 | 0% | 0% | 0% | 0% | 0% | 0% | 0% | 0% | 7731.0217 | 0 | 0 | 0 | 0 | 0 | 0 | 0% | 0 | 0 | 0 | 0 | 0 | 0 | 0% | 0% | 0% | 0% | 0% | 0% | 0 | 0 | 0 | 0 | 0 | 0 | 0 | 0 | 0 | 0 | 0 | 0 | 0 | 0 | 0 | 0 | 0 | 0 | 0 | 0 | 0 | 0 | 0 | 0 | 0 | 0 | 0 | 0 | 0 | 0 |  | 0 |  | No | 45 | #NAME? | 0 | #NAME? | 0 | #NAME? | 0 | #NAME? | 41.7468 | 36.4873 | #NAME? | 87.7981 | 41.9033 | #NAME? | #NAME? | #NAME? | 0 | #NAME? | 0 | #NAME? | 0 | #NAME? | 0 | 0 | 0 | 0 | #NAME? | 3.9349 | 0 | 0 | 0 | #NAME? | #NAME? | 5902.4101 | 0 | #NAME? | #NAME? | 0.51798 | #NAME? | 9239.103 | 4.051 | 37427.4488 |  |  |  |  | 3250.7955 | 855.4725 | 1026.567 |  | 2600.6364 | 684.378 | 821.2536 |  | 9239.103 |  | 21557.907 | 585516.4518 |  | 65.7782 | 1418041.2882 | #NAME? | #NAME? | #NAME? | #NAME? | #NAME? | 0 | #NAME?
2018Q4 | 2018 | 2018-10-01 | 2018 | 10 | #NAME? | 2018-10-01 | 2018-10-31 | 7.15% | 0.26447 |  |  | 0 | 0 | 0 | 0 | 0 | 0 | 0 | 0 | 0 | 0 | 0 | 0 | 0% | 0% | 0% | 0% | 0% | 0% | 0% | 0% | 0% | 0% | 0% | 0% | 0% | 0% | 0% | 0% | 0% | 0% | 0% | 0% | 0% | 0% | 0% | 0% | 0 | 23 | 4 | 4 | 0 | 31 | 1.5% | 16311.6 | 2836.8 | 2836.8 |  | 1 | 1 | 1 | 1 | 3262.32 | 567.36 | 567.36 |  | 1 | 1 | 1 | 1 | 21985.2 | 21985.2 | 4397.04 | 4397.04 | 18.7953 | 0 | 0 | 0 | 0 | 0 | 0 | 0 | 0 | 0 | 0 | 0 | 0 | 0 | 0 | 0 | 0 | 0 | 0 | 0% | 0% | 0% | 0% | 0% | 0% | 0% | 0% | 7733.0526 | 0 | 0 | 0 | 0 | 0 | 0 | 0% | 0 | 0 | 0 | 0 | 0 | 0 | 0% | 0% | 0% | 0% | 0% | 0% | 0 | 0 | 0 | 0 | 0 | 0 | 0 | 0 | 0 | 0 | 0 | 0 | 0 | 0 | 0 | 0 | 0 | 0 | 0 | 0 | 0 | 0 | 0 | 0 | 0 | 0 | 0 | 0 | 0 | 0 |  | 0 |  | No | 45 | 10194.75 | 3058.425 | 1773 | 531.9 | 1773 | 531.9 | 0 | 41.7468 | 36.4873 | 745721.4545 | 87.7981 | 41.9033 | 759916.305 | 1505637.7596 | 10194.75 | 3058.425 | 1773 | 531.9 | 1773 | 531.9 | 0 | 0 | 0 | 0 | 0 | 235892.6336 | 4.1098 | 0 | 0 | 0 | 235892.6336 | 981763.088 | 6370.2001 | 0 | 988133.2881 | 30062.0128 | 0.51811 | 0 | 12199.0378 | 4.051 | 49418.0945 |  |  |  |  | 5902.7603 | 1026.567 | 1026.567 |  | 3148.1388 | 547.5024 | 547.5024 |  | 12199.0378 |  | 20950.5215 | 679319.3757 |  | 54.8055 | 1148204.807 | 0 | 0 | 0 | 0 | 0 | 0 | 0
2018Q4 | 2018 | 2018-11-01 | 2018 | 11 | #NAME? | 2018-11-01 | 2018-11-30 | 7.15% | 0.26295 |  |  | 0 | 0 | 0 | 0 | 0 | 0 | 0 | 0 | 0 | 0 | 0 | 0 | 0% | 0% | 0% | 0% | 0% | 0% | 0% | 0% | 0% | 0% | 0% | 0% | 0% | 0% | 0% | 0% | 0% | 0% | 0% | 0% | 0% | 0% | 0% | 0% | 0 | #NAME? | #NAME? | #NAME? | 1 | 30 | 1.5% | 14893.2 | 2836.8 | 3546 |  | 1 | 1 | 1 | 1 | 2978.64 | 567.36 | 709.2 |  | 1 | 1 | 1 | 1 | 21276 | 21276 | 4255.2 | 4255.2 | 18.8802 | 0 | 0 | 0 | 0 | 0 | 0 | 0 | 0 | 0 | 0 | 0 | 0 | 0 | 0 | 0 | 0 | 0 | 0 | 0% | 0% | 0% | 0% | 0% | 0% | 0% | 0% | 7735.0836 | 0 | 0 | 0 | 0 | 0 | 0 | 0% | 0 | 0 | 0 | 0 | 0 | 0 | 0% | 0% | 0% | 0% | 0% | 0% | 0 | 0 | 0 | 0 | 0 | 0 | 0 | 0 | 0 | 0 | 0 | 0 | 0 | 0 | 0 | 0 | 0 | 0 | 0 | 0 | 0 | 0 | 0 | 0 | 0 | 0 | 0 | 0 | 0 | 0 |  | 0 |  | No | 45 | #NAME? | #NAME? | #NAME? | #NAME? | #NAME? | #NAME? | #NAME? | 41.7468 | 36.4873 | #NAME? | 87.7981 | 41.9033 | #NAME? | #NAME? | #NAME? | #NAME? | #NAME? | #NAME? | #NAME? | #NAME? | #NAME? | 0 | 0 | 0 | 0 | #NAME? | 4.2822 | 0 | 0 | 0 | #NAME? | #NAME? | 6423.3635 | 0 | #NAME? | #NAME? | 0.51825 | #NAME? | 11805.5205 | 4.051 | 47823.9624 |  |  |  |  | 5389.4768 | 1026.567 | 1283.2088 |  | 2874.3876 | 547.5024 | 684.378 |  | 11805.5205 |  | 20274.6983 | 676096.5303 |  | 56.9324 | 1154287.0724 | #NAME? | #NAME? | #NAME? | #NAME? | #NAME? | 0 | #NAME?
2018Q4 | 2018 | 2018-12-01 | 2018 | 12 | #NAME? | 2018-12-01 | 2018-12-31 | 7.15% | 0.26139 |  |  | 0 | 0 | 0 | 0 | 0 | 0 | 0 | 0 | 0 | 0 | 0 | 0 | 0% | 0% | 0% | 0% | 0% | 0% | 0% | 0% | 0% | 0% | 0% | 0% | 0% | 0% | 0% | 0% | 0% | 0% | 0% | 0% | 0% | 0% | 0% | 0% | 0 | #NAME? | #NAME? | #NAME? | 1 | 31 | 1.5% | 14184 | 3546 | 4255.2 |  | 1 | 1 | 1 | 1 | 2836.8 | 709.2 | 851.04 |  | 1 | 1 | 1 | 1 | 21985.2 | 21985.2 | 4397.04 | 4397.04 | 18.9624 | 0 | 0 | 0 | 0 | 0 | 0 | 0 | 0 | 0 | 0 | 0 | 0 | 0 | 0 | 0 | 0 | 0 | 0 | 0% | 0% | 0% | 0% | 0% | 0% | 0% | 0% | 7737.1146 | 0 | 0 | 0 | 0 | 0 | 0 | 0% | 0 | 0 | 0 | 0 | 0 | 0 | 0% | 0% | 0% | 0% | 0% | 0% | 0 | 0 | 0 | 0 | 0 | 0 | 0 | 0 | 0 | 0 | 0 | 0 | 0 | 0 | 0 | 0 | 0 | 0 | 0 | 0 | 0 | 0 | 0 | 0 | 0 | 0 | 0 | 0 | 0 | 0 |  | 0 |  | No | 45 | #NAME? | #NAME? | #NAME? | #NAME? | #NAME? | #NAME? | #NAME? | 41.7468 | 36.4873 | #NAME? | 87.7981 | 41.9033 | #NAME? | #NAME? | #NAME? | #NAME? | #NAME? | #NAME? | #NAME? | #NAME? | #NAME? | 0 | 0 | 0 | 0 | #NAME? | 4.4644 | 0 | 0 | 0 | #NAME? | #NAME? | 6919.8013 | 0 | #NAME? | #NAME? | 0.51839 | #NAME? | 12199.0379 | 4.051 | 49418.0945 |  |  |  |  | 5132.835 | 1283.2088 | 1539.8505 |  | 2737.512 | 684.378 | 821.2536 |  | 12199.0379 |  | 20950.5215 | 723515.2363 |  | 58.9265 | 1234540.8442 | #NAME? | #NAME? | #NAME? | #NAME? | #NAME? | 0 | #NAME?
2019Q1 | 2019 | 2019-01-01 | 2019 | 1 | #NAME? | 2019-01-01 | 2019-01-31 | 7.15% | 0.25983 |  |  | 0 | 0 | 0 | 0 | 0 | 0 | 0 | 0 | 0 | 0 | 0 | 0 | 0% | 0% | 0% | 0% | 0% | 0% | 0% | 0% | 0% | 0% | 0% | 0% | 0% | 0% | 0% | 0% | 0% | 0% | 0% | 0% | 0% | 0% | 0% | 0% | 0 | #NAME? | #NAME? | #NAME? | 1 | 31 | 1.5% | 15602.4 | 2836.8 | 3546 |  | 1 | 1 | 1 | 1 | 3120.48 | 567.36 | 709.2 |  | 1 | 1 | 1 | 1 | 21985.2 | 21985.2 | 4397.04 | 4397.04 | 19.0472 | 0 | 0 | 0 | 0 | 0 | 0 | 0 | 0 | 0 | 0 | 0 | 0 | 0 | 0 | 0 | 0 | 0 | 0 | 0% | 0% | 0% | 0% | 0% | 0% | 0% | 0% | 7739.1455 | 0 | 0 | 0 | 0 | 0 | 0 | 0% | 0 | 0 | 0 | 0 | 0 | 0 | 0% | 0% | 0% | 0% | 0% | 0% | 0 | 0 | 0 | 0 | 0 | 0 | 0 | 0 | 0 | 0 | 0 | 0 | 0 | 0 | 0 | 0 | 0 | 0 | 0 | 0 | 0 | 0 | 0 | 0 | 0 | 0 | 0 | 0 | 0 | 0 |  | 0 |  | No | 45 | #NAME? | #NAME? | #NAME? | #NAME? | #NAME? | #NAME? | #NAME? | 41.7468 | 36.4873 | #NAME? | 87.7981 | 41.9033 | #NAME? | #NAME? | #NAME? | #NAME? | #NAME? | #NAME? | #NAME? | #NAME? | #NAME? | 0 | 0 | 0 | 0 | #NAME? | 4.2553 | 0 | 0 | 0 | #NAME? | #NAME? | 6595.6548 | 0 | #NAME? | #NAME? | 0.51852 | #NAME? | 12199.0378 | 4.1725 | 50900.6373 |  |  |  |  | 5646.1185 | 1026.567 | 1283.2088 |  | 3011.2632 | 547.5024 | 684.378 |  | 12199.0378 |  | 20950.5215 | 723730.8821 |  | 58.8726 | 1233411.2344 | #NAME? | #NAME? | #NAME? | #NAME? | #NAME? | 0 | #NAME?
2019Q1 | 2019 | 2019-02-01 | 2019 | 2 | #NAME? | 2019-02-01 | 2019-02-28 | 7.15% | 0.25844 |  |  | 0 | 0 | 0 | 0 | 0 | 0 | 0 | 0 | 0 | 0 | 0 | 0 | 0% | 0% | 0% | 0% | 0% | 0% | 0% | 0% | 0% | 0% | 0% | 0% | 0% | 0% | 0% | 0% | 0% | 0% | 0% | 0% | 0% | 0% | 0% | 0% | 0 | 20 | 4 | 4 | 0 | 28 | 1.5% | 14184 | 2836.8 | 2836.8 |  | 1 | 1 | 1 | 1 | 2836.8 | 567.36 | 567.36 |  | 1 | 1 | 1 | 1 | 19857.6 | 19857.6 | 3971.52 | 3971.52 | 19.1321 | 0 | 0 | 0 | 0 | 0 | 0 | 0 | 0 | 0 | 0 | 0 | 0 | 0 | 0 | 0 | 0 | 0 | 0 | 0% | 0% | 0% | 0% | 0% | 0% | 0% | 0% | 7741.1765 | 0 | 0 | 0 | 0 | 0 | 0 | 0% | 0 | 0 | 0 | 0 | 0 | 0 | 0% | 0% | 0% | 0% | 0% | 0% | 0 | 0 | 0 | 0 | 0 | 0 | 0 | 0 | 0 | 0 | 0 | 0 | 0 | 0 | 0 | 0 | 0 | 0 | 0 | 0 | 0 | 0 | 0 | 0 | 0 | 0 | 0 | 0 | 0 | 0 |  | 0 |  | No | 45 | 8865 | 2659.5 | 1773 | 531.9 | 1773 | 531.9 | 0 | 41.7468 | 36.4873 | 673554.8622 | 87.7981 | 41.9033 | 686376.0175 | 1359930.8796 | 8865 | 2659.5 | 1773 | 531.9 | 1773 | 531.9 | 0 | 0 | 0 | 0 | 0 | 213288.1457 | 3.9302 | 0 | 0 | 0 | 213288.1457 | 849384.3292 | 5502.3256 | 0 | 854886.6548 | 27152.7858 | 0.51866 | 0 | 11018.4858 | 4.1725 | 45974.7692 |  |  |  |  | 5132.835 | 1026.567 | 1026.567 |  | 2737.512 | 547.5024 | 547.5024 |  | 11018.4858 |  | 18923.0517 | 510382.3529 |  | 45.9747 | 869982.1493 | 0 | 0 | 0 | 0 | 0 | 0 | 0
2019Q1 | 2019 | 2019-03-01 | 2019 | 3 | #NAME? | 2019-03-01 | 2019-03-31 | 7.15% | 0.2569 |  |  | 0 | 0 | 0 | 0 | 0 | 0 | 0 | 0 | 0 | 0 | 0 | 0 | 0% | 0% | 0% | 0% | 0% | 0% | 0% | 0% | 0% | 0% | 0% | 0% | 0% | 0% | 0% | 0% | 0% | 0% | 0% | 0% | 0% | 0% | 0% | 0% | 0 | 21 | 5 | 5 | 0 | 31 | 1.5% | 14893.2 | 3546 | 3546 |  | 1 | 1 | 1 | 1 | 2978.64 | 709.2 | 709.2 |  | 1 | 1 | 1 | 1 | 21985.2 | 21985.2 | 4397.04 | 4397.04 | 19.2088 | 0 | 0 | 0 | 0 | 0 | 0 | 0 | 0 | 0 | 0 | 0 | 0 | 0 | 0 | 0 | 0 | 0 | 0 | 0% | 0% | 0% | 0% | 0% | 0% | 0% | 0% | 7743.2074 | 0 | 0 | 0 | 0 | 0 | 0 | 0% | 0 | 0 | 0 | 0 | 0 | 0 | 0% | 0% | 0% | 0% | 0% | 0% | 0 | 0 | 0 | 0 | 0 | 0 | 0 | 0 | 0 | 0 | 0 | 0 | 0 | 0 | 0 | 0 | 0 | 0 | 0 | 0 | 0 | 0 | 0 | 0 | 0 | 0 | 0 | 0 | 0 | 0 |  | 0 |  | No | 45 | 9308.25 | 2792.475 | 2216.25 | 664.875 | 2216.25 | 664.875 | 0 | 41.7468 | 36.4873 | 745721.4545 | 87.7981 | 41.9033 | 759916.305 | 1505637.7596 | 9308.25 | 2792.475 | 2216.25 | 664.875 | 2216.25 | 664.875 | 0 | 0 | 0 | 0 | 0 | 236202.4003 | 3.7192 | 0 | 0 | 0 | 236202.4003 | 890800.5411 | 5764.8284 | 0 | 896565.3696 | 30062.0129 | 0.51879 | 0 | 12199.0379 | 4.1725 | 50900.6373 |  |  |  |  | 5389.4768 | 1283.2088 | 1283.2088 |  | 2874.3876 | 684.378 | 684.378 |  | 12199.0379 |  | 20950.5215 | 523441.3708 |  | 42.2043 | 884201.4606 | 0 | 0 | 0 | 0 | 0 | 0 | 0
2019Q2 | 2019 | 2019-04-01 | 2019 | 4 | #NAME? | 2019-04-01 | 2019-04-30 | 7.15% | 0.25542 |  |  | 0 | 0 | 0 | 0 | 0 | 0 | 0 | 0 | 0 | 0 | 0 | 0 | 0% | 0% | 0% | 0% | 0% | 0% | 0% | 0% | 0% | 0% | 0% | 0% | 0% | 0% | 0% | 0% | 0% | 0% | 0% | 0% | 0% | 0% | 0% | 0% | 0 | 22 | 4 | 4 | 0 | 30 | 1.5% | 15602.4 | 2836.8 | 2836.8 |  | 1 | 1 | 1 | 1 | 3120.48 | 567.36 | 567.36 |  | 1 | 1 | 1 | 1 | 21276 | 21276 | 4255.2 | 4255.2 | 19.2936 | 0 | 0 | 0 | 0 | 0 | 0 | 0 | 0 | 0 | 0 | 0 | 0 | 0 | 0 | 0 | 0 | 0 | 0 | 0% | 0% | 0% | 0% | 0% | 0% | 0% | 0% | 7745.2384 | 0 | 0 | 0 | 0 | 0 | 0 | 0% | 0 | 0 | 0 | 0 | 0 | 0 | 0% | 0% | 0% | 0% | 0% | 0% | 0 | 0 | 0 | 0 | 0 | 0 | 0 | 0 | 0 | 0 | 0 | 0 | 0 | 0 | 0 | 0 | 0 | 0 | 0 | 0 | 0 | 0 | 0 | 0 | 0 | 0 | 0 | 0 | 0 | 0 |  | 0 |  | No | 45 | 9751.5 | 2925.45 | 1773 | 531.9 | 1773 | 531.9 | 0 | 41.7468 | 36.4873 | 721665.9237 | 87.7981 | 41.9033 | 735402.8758 | 1457068.7996 | 9751.5 | 2925.45 | 1773 | 531.9 | 1773 | 531.9 | 0 | 0 | 0 | 0 | 0 | 228642.9229 | 3.6077 | 0 | 0 | 0 | 228642.9229 | 836779.1775 | 5411.4963 | 0 | 842190.6738 | 29092.2705 | 0.51893 | 0 | 11805.5205 | 4.1725 | 49258.6813 |  |  |  |  | 5646.1185 | 1026.567 | 1026.567 |  | 3011.2632 | 547.5024 | 547.5024 |  | 11805.5205 |  | 20274.6982 | 504505.4916 |  | 41.9625 | 850777.2228 | 0 | 0 | 0 | 0 | 0 | 0 | 0
2019Q2 | 2019 | 2019-05-01 | 2019 | 5 | #NAME? | 2019-05-01 | 2019-05-31 | 7.15% | 0.2539 |  |  | 0 | 0 | 0 | 0 | 0 | 0 | 0 | 0 | 0 | 0 | 0 | 0 | 0% | 0% | 0% | 0% | 0% | 0% | 0% | 0% | 0% | 0% | 0% | 0% | 0% | 0% | 0% | 0% | 0% | 0% | 0% | 0% | 0% | 0% | 0% | 0% | 0 | #NAME? | #NAME? | #NAME? | 1 | 31 | 1.5% | 15602.4 | 2836.8 | 3546 |  | 1 | 1 | 1 | 1 | 3120.48 | 567.36 | 709.2 |  | 1 | 1 | 1 | 1 | 21985.2 | 21985.2 | 4397.04 | 4397.04 | 19.3758 | 0 | 0 | 0 | 0 | 0 | 0 | 0 | 0 | 0 | 0 | 0 | 0 | 0 | 0 | 0 | 0 | 0 | 0 | 0% | 0% | 0% | 0% | 0% | 0% | 0% | 0% | 7747.2694 | 0 | 0 | 0 | 0 | 0 | 0 | 0% | 0 | 0 | 0 | 0 | 0 | 0 | 0% | 0% | 0% | 0% | 0% | 0% | 0 | 0 | 0 | 0 | 0 | 0 | 0 | 0 | 0 | 0 | 0 | 0 | 0 | 0 | 0 | 0 | 0 | 0 | 0 | 0 | 0 | 0 | 0 | 0 | 0 | 0 | 0 | 0 | 0 | 0 |  | 0 |  | No | 45 | #NAME? | 0 | #NAME? | 0 | #NAME? | 0 | #NAME? | 42.7487 | 37.363 | #NAME? | 89.9053 | 42.909 | #NAME? | #NAME? | #NAME? | 0 | #NAME? | 0 | #NAME? | 0 | #NAME? | 0 | 0 | 0 | 0 | #NAME? | 3.5805 | 0 | 0 | 0 | #NAME? | #NAME? | 5549.7072 | 0 | #NAME? | #NAME? | 0.51907 | #NAME? | 9547.0731 | 4.1725 | 39835.2814 |  |  |  |  | 3764.079 | 684.378 | 855.4725 |  | 3011.2632 | 547.5024 | 684.378 |  | 9547.0731 |  | 22276.5039 | 434266.4761 |  | 46.0871 | 1026658.401 | #NAME? | #NAME? | #NAME? | #NAME? | #NAME? | 0 | #NAME?
2019Q2 | 2019 | 2019-06-01 | 2019 | 6 | #NAME? | 2019-06-01 | 2019-06-30 | 7.15% | 0.25244 |  |  | 0 | 0 | 0 | 0 | 0 | 0 | 0 | 0 | 0 | 0 | 0 | 0 | 0% | 0% | 0% | 0% | 0% | 0% | 0% | 0% | 0% | 0% | 0% | 0% | 0% | 0% | 0% | 0% | 0% | 0% | 0% | 0% | 0% | 0% | 0% | 0% | 0 | 20 | 5 | 5 | 0 | 30 | 1.5% | 14184 | 3546 | 3546 |  | 1 | 1 | 1 | 1 | 2836.8 | 709.2 | 709.2 |  | 1 | 1 | 1 | 1 | 21276 | 21276 | 4255.2 | 4255.2 | 19.4606 | 0 | 0 | 0 | 0 | 0 | 0 | 0 | 0 | 0 | 0 | 0 | 0 | 0 | 0 | 0 | 0 | 0 | 0 | 0% | 0% | 0% | 0% | 0% | 0% | 0% | 0% | 7749.3003 | 0 | 0 | 0 | 0 | 0 | 0 | 0% | 0 | 0 | 0 | 0 | 0 | 0 | 0% | 0% | 0% | 0% | 0% | 0% | 0 | 0 | 0 | 0 | 0 | 0 | 0 | 0 | 0 | 0 | 0 | 0 | 0 | 0 | 0 | 0 | 0 | 0 | 0 | 0 | 0 | 0 | 0 | 0 | 0 | 0 | 0 | 0 | 0 | 0 |  | 0 |  | No | 45 | 10638 | 0 | 2659.5 | 0 | 2659.5 | 0 | 0 | 42.7487 | 37.363 | 682140.8362 | 89.9053 | 42.909 | 1456465.6386 | 2138606.4748 | 10638 | 0 | 2659.5 | 0 | 2659.5 | 0 | 0 | 0 | 0 | 0 | 0 | 197848.9363 | 3.6237 | 0 | 0 | 0 | 197848.9363 | 727254.3329 | 5435.5592 | 0 | 732689.8921 | 25196.103 | 0.5192 | 0 | 9239.103 | 4.1725 | 38550.2723 |  |  |  |  | 3421.89 | 855.4725 | 855.4725 |  | 2737.512 | 684.378 | 684.378 |  | 9239.103 |  | 21557.907 | 417251.2421 |  | 46.7201 | 1007188.0489 | 0 | 0 | 0 | 0 | 0 | 0 | 0
2019Q3 | 2019 | 2019-07-01 | 2019 | 7 | #NAME? | 2019-07-01 | 2019-07-31 | 7.15% | 0.25094 |  |  | 0 | 0 | 0 | 0 | 0 | 0 | 0 | 0 | 0 | 0 | 0 | 0 | 0% | 0% | 0% | 0% | 0% | 0% | 0% | 0% | 0% | 0% | 0% | 0% | 0% | 0% | 0% | 0% | 0% | 0% | 0% | 0% | 0% | 0% | 0% | 0% | 0 | #NAME? | #NAME? | #NAME? | 1 | 31 | 1.5% | 15602.4 | 2836.8 | 3546 |  | 1 | 1 | 1 | 1 | 3120.48 | 567.36 | 709.2 |  | 1 | 1 | 1 | 1 | 21985.2 | 21985.2 | 4397.04 | 4397.04 | 19.5428 | 0 | 0 | 0 | 0 | 0 | 0 | 0 | 0 | 0 | 0 | 0 | 0 | 0 | 0 | 0 | 0 | 0 | 0 | 0% | 0% | 0% | 0% | 0% | 0% | 0% | 0% | 7751.3313 | 0 | 0 | 0 | 0 | 0 | 0 | 0% | 0 | 0 | 0 | 0 | 0 | 0 | 0% | 0% | 0% | 0% | 0% | 0% | 0 | 0 | 0 | 0 | 0 | 0 | 0 | 0 | 0 | 0 | 0 | 0 | 0 | 0 | 0 | 0 | 0 | 0 | 0 | 0 | 0 | 0 | 0 | 0 | 0 | 0 | 0 | 0 | 0 | 0 |  | 0 |  | No | 45 | #NAME? | 0 | #NAME? | 0 | #NAME? | 0 | #NAME? | 42.7487 | 37.363 | #NAME? | 89.9053 | 42.909 | #NAME? | #NAME? | #NAME? | 0 | #NAME? | 0 | #NAME? | 0 | #NAME? | 0 | 0 | 0 | 0 | #NAME? | 3.7226 | 0 | 0 | 0 | #NAME? | #NAME? | 5770.0597 | 0 | #NAME? | #NAME? | 0.51934 | #NAME? | 9547.0731 | 4.1725 | 39835.2814 |  |  |  |  | 3764.079 | 684.378 | 855.4725 |  | 3011.2632 | 547.5024 | 684.378 |  | 9547.0731 |  | 22276.5039 | 570094.48 |  | 63.2357 | 1408670.1358 | #NAME? | #NAME? | #NAME? | #NAME? | #NAME? | 0 | #NAME? | 2015Q3 | #NAME? | #NAME? | #NAME? | 0 | #DIV/0! | 16391.3342 | 3.9291 | 3.1537
2019Q3 | 2019 | 2019-08-01 | 2019 | 8 | #NAME? | 2019-08-01 | 2019-08-31 | 7.15% | 0.24945 |  |  | 0 | 0 | 0 | 0 | 0 | 0 | 0 | 0 | 0 | 0 | 0 | 0 | 0% | 0% | 0% | 0% | 0% | 0% | 0% | 0% | 0% | 0% | 0% | 0% | 0% | 0% | 0% | 0% | 0% | 0% | 0% | 0% | 0% | 0% | 0% | 0% | 0 | 22 | 5 | 4 | 0 | 31 | 1.5% | 15602.4 | 3546 | 2836.8 |  | 1 | 1 | 1 | 1 | 3120.48 | 709.2 | 567.36 |  | 1 | 1 | 1 | 1 | 21985.2 | 21985.2 | 4397.04 | 4397.04 | 19.6277 | 0 | 0 | 0 | 0 | 0 | 0 | 0 | 0 | 0 | 0 | 0 | 0 | 0 | 0 | 0 | 0 | 0 | 0 | 0% | 0% | 0% | 0% | 0% | 0% | 0% | 0% | 7753.3622 | 0 | 0 | 0 | 0 | 0 | 0 | 0% | 0 | 0 | 0 | 0 | 0 | 0 | 0% | 0% | 0% | 0% | 0% | 0% | 0 | 0 | 0 | 0 | 0 | 0 | 0 | 0 | 0 | 0 | 0 | 0 | 0 | 0 | 0 | 0 | 0 | 0 | 0 | 0 | 0 | 0 | 0 | 0 | 0 | 0 | 0 | 0 | 0 | 0 |  | 0 |  | No | 45 | 11701.8 | 0 | 2659.5 | 0 | 2127.6 | 0 | 0 | 42.7487 | 37.363 | 704878.8641 | 89.9053 | 42.909 | 1505014.4932 | 2209893.3573 | 11701.8 | 0 | 2659.5 | 0 | 2127.6 | 0 | 0 | 0 | 0 | 0 | 0 | 204551.0634 | 3.8631 | 0 | 0 | 0 | 204551.0634 | 800857.5374 | 5987.799 | 0 | 806845.3365 | 26035.9731 | 0.51948 | 0 | 9547.0731 | 4.1725 | 39835.2814 |  |  |  |  | 3764.079 | 855.4725 | 684.378 |  | 3011.2632 | 684.378 | 547.5024 |  | 9547.0731 |  | 22276.5039 | 692099.6345 |  | 76.3285 | 1700332.9145 | 0 | 0 | 0 | 0 | 0 | 0 | 0 | 2015Q4 | #NAME? | #NAME? | #NAME? | 0 | #DIV/0! | 18589.8976 | 4.3956 | 3.4134
2019Q3 | 2019 | 2019-09-01 | 2019 | 9 | #NAME? | 2019-09-01 | 2019-09-30 | 7.15% | 0.24802 |  |  | 0 | 0 | 0 | 0 | 0 | 0 | 0 | 0 | 0 | 0 | 0 | 0 | 0% | 0% | 0% | 0% | 0% | 0% | 0% | 0% | 0% | 0% | 0% | 0% | 0% | 0% | 0% | 0% | 0% | 0% | 0% | 0% | 0% | 0% | 0% | 0% | 0 | #NAME? | #NAME? | #NAME? | 1 | 30 | 1.5% | 14184 | 2836.8 | 4255.2 |  | 1 | 1 | 1 | 1 | 2836.8 | 567.36 | 851.04 |  | 1 | 1 | 1 | 1 | 21276 | 21276 | 4255.2 | 4255.2 | 19.7125 | 0 | 0 | 0 | 0 | 0 | 0 | 0 | 0 | 0 | 0 | 0 | 0 | 0 | 0 | 0 | 0 | 0 | 0 | 0% | 0% | 0% | 0% | 0% | 0% | 0% | 0% | 7755.3932 | 0 | 0 | 0 | 0 | 0 | 0 | 0% | 0 | 0 | 0 | 0 | 0 | 0 | 0% | 0% | 0% | 0% | 0% | 0% | 0 | 0 | 0 | 0 | 0 | 0 | 0 | 0 | 0 | 0 | 0 | 0 | 0 | 0 | 0 | 0 | 0 | 0 | 0 | 0 | 0 | 0 | 0 | 0 | 0 | 0 | 0 | 0 | 0 | 0 |  | 0 |  | No | 45 | #NAME? | 0 | #NAME? | 0 | #NAME? | 0 | #NAME? | 42.7487 | 37.363 | #NAME? | 89.9053 | 42.909 | #NAME? | #NAME? | #NAME? | 0 | #NAME? | 0 | #NAME? | 0 | #NAME? | 0 | 0 | 0 | 0 | #NAME? | 4.0303 | 0 | 0 | 0 | #NAME? | #NAME? | 6045.5217 | 0 | #NAME? | #NAME? | 0.51961 | #NAME? | 9239.103 | 4.1725 | 38550.2723 |  |  |  |  | 3421.89 | 684.378 | 1026.567 |  | 2737.512 | 547.5024 | 821.2536 |  | 9239.103 |  | 21557.907 | 598939.0982 |  | 67.2862 | 1450549.1139 | #NAME? | #NAME? | #NAME? | #NAME? | #NAME? | 0 | #NAME? | 2016Q1 | #NAME? | #NAME? | #NAME? | 0 | #DIV/0! | 16929.1036 | 4.2012 | 3.4446
2019Q4 | 2019 | 2019-10-01 | 2019 | 10 | #NAME? | 2019-10-01 | 2019-10-31 | 7.15% | 0.24654 |  |  | 0 | 0 | 0 | 0 | 0 | 0 | 0 | 0 | 0 | 0 | 0 | 0 | 0% | 0% | 0% | 0% | 0% | 0% | 0% | 0% | 0% | 0% | 0% | 0% | 0% | 0% | 0% | 0% | 0% | 0% | 0% | 0% | 0% | 0% | 0% | 0% | 0 | 23 | 4 | 4 | 0 | 31 | 1.5% | 16311.6 | 2836.8 | 2836.8 |  | 1 | 1 | 1 | 1 | 3262.32 | 567.36 | 567.36 |  | 1 | 1 | 1 | 1 | 21985.2 | 21985.2 | 4397.04 | 4397.04 | 19.7947 | 0 | 0 | 0 | 0 | 0 | 0 | 0 | 0 | 0 | 0 | 0 | 0 | 0 | 0 | 0 | 0 | 0 | 0 | 0% | 0% | 0% | 0% | 0% | 0% | 0% | 0% | 7757.4242 | 0 | 0 | 0 | 0 | 0 | 0 | 0% | 0 | 0 | 0 | 0 | 0 | 0 | 0% | 0% | 0% | 0% | 0% | 0% | 0 | 0 | 0 | 0 | 0 | 0 | 0 | 0 | 0 | 0 | 0 | 0 | 0 | 0 | 0 | 0 | 0 | 0 | 0 | 0 | 0 | 0 | 0 | 0 | 0 | 0 | 0 | 0 | 0 | 0 |  | 0 |  | No | 45 | 10194.75 | 3058.425 | 1773 | 531.9 | 1773 | 531.9 | 0 | 42.7487 | 37.363 | 763618.7694 | 89.9053 | 42.909 | 778154.2964 | 1541773.0658 | 10194.75 | 3058.425 | 1773 | 531.9 | 1773 | 531.9 | 0 | 0 | 0 | 0 | 0 | 236636.0738 | 4.2095 | 0 | 0 | 0 | 236636.0738 | 1008437.4382 | 6524.6539 | 0 | 1014962.0921 | 30062.0128 | 0.51975 | 0 | 12199.0378 | 4.1725 | 50900.6373 |  |  |  |  | 5902.7603 | 1026.567 | 1026.567 |  | 3148.1388 | 547.5024 | 547.5024 |  | 12199.0378 |  | 20950.5215 | 707755.9688 |  | 57.0997 | 1196269.1402 | 0 | 0 | 0 | 0 | 0 | 0 | 0 | 2016Q2 | #NAME? | #NAME? | #NAME? | 0 | #DIV/0! | 15371.1619 | 3.9056 | 3.1265
2019Q4 | 2019 | 2019-11-01 | 2019 | 11 | #NAME? | 2019-11-01 | 2019-11-30 | 7.15% | 0.24512 |  |  | 0 | 0 | 0 | 0 | 0 | 0 | 0 | 0 | 0 | 0 | 0 | 0 | 0% | 0% | 0% | 0% | 0% | 0% | 0% | 0% | 0% | 0% | 0% | 0% | 0% | 0% | 0% | 0% | 0% | 0% | 0% | 0% | 0% | 0% | 0% | 0% | 0 | #NAME? | #NAME? | #NAME? | 1 | 30 | 1.5% | 14184 | 3546 | 3546 |  | 1 | 1 | 1 | 1 | 2836.8 | 709.2 | 709.2 |  | 1 | 1 | 1 | 1 | 21276 | 21276 | 4255.2 | 4255.2 | 19.8795 | 0 | 0 | 0 | 0 | 0 | 0 | 0 | 0 | 0 | 0 | 0 | 0 | 0 | 0 | 0 | 0 | 0 | 0 | 0% | 0% | 0% | 0% | 0% | 0% | 0% | 0% | 7759.4551 | 0 | 0 | 0 | 0 | 0 | 0 | 0% | 0 | 0 | 0 | 0 | 0 | 0 | 0% | 0% | 0% | 0% | 0% | 0% | 0 | 0 | 0 | 0 | 0 | 0 | 0 | 0 | 0 | 0 | 0 | 0 | 0 | 0 | 0 | 0 | 0 | 0 | 0 | 0 | 0 | 0 | 0 | 0 | 0 | 0 | 0 | 0 | 0 | 0 |  | 0 |  | No | 45 | #NAME? | #NAME? | #NAME? | #NAME? | #NAME? | #NAME? | #NAME? | 42.7487 | 37.363 | #NAME? | 89.9053 | 42.909 | #NAME? | #NAME? | #NAME? | #NAME? | #NAME? | #NAME? | #NAME? | #NAME? | #NAME? | 0 | 0 | 0 | 0 | #NAME? | 4.3861 | 0 | 0 | 0 | #NAME? | #NAME? | 6579.1063 | 0 | #NAME? | #NAME? | 0.51988 | #NAME? | 11805.5205 | 4.1725 | 49258.6813 |  |  |  |  | 5132.835 | 1283.2088 | 1283.2088 |  | 2737.512 | 684.378 | 684.378 |  | 11805.5205 |  | 20274.6983 | 732210.3894 |  | 61.6576 | 1250089.2236 | #NAME? | #NAME? | #NAME? | #NAME? | #NAME? | 0 | #NAME? | 2016Q3 | #NAME? | #NAME? | #NAME? | 0 | #DIV/0! | 16689.7972 | 4.0553 | 3.2494
2019Q4 | 2019 | 2019-12-01 | 2019 | 12 | #NAME? | 2019-12-01 | 2019-12-31 | 7.15% | 0.24367 |  |  | 0 | 0 | 0 | 0 | 0 | 0 | 0 | 0 | 0 | 0 | 0 | 0 | 0% | 0% | 0% | 0% | 0% | 0% | 0% | 0% | 0% | 0% | 0% | 0% | 0% | 0% | 0% | 0% | 0% | 0% | 0% | 0% | 0% | 0% | 0% | 0% | 0 | #NAME? | #NAME? | #NAME? | 1 | 31 | 1.5% | 14893.2 | 2836.8 | 4255.2 |  | 1 | 1 | 1 | 1 | 2978.64 | 567.36 | 851.04 |  | 1 | 1 | 1 | 1 | 21985.2 | 21985.2 | 4397.04 | 4397.04 | 19.9617 | 0 | 0 | 0 | 0 | 0 | 0 | 0 | 0 | 0 | 0 | 0 | 0 | 0 | 0 | 0 | 0 | 0 | 0 | 0% | 0% | 0% | 0% | 0% | 0% | 0% | 0% | 7761.4861 | 0 | 0 | 0 | 0 | 0 | 0 | 0% | 0 | 0 | 0 | 0 | 0 | 0 | 0% | 0% | 0% | 0% | 0% | 0% | 0 | 0 | 0 | 0 | 0 | 0 | 0 | 0 | 0 | 0 | 0 | 0 | 0 | 0 | 0 | 0 | 0 | 0 | 0 | 0 | 0 | 0 | 0 | 0 | 0 | 0 | 0 | 0 | 0 | 0 |  | 0 |  | No | 45 | #NAME? | #NAME? | #NAME? | #NAME? | #NAME? | #NAME? | #NAME? | 42.7487 | 37.363 | #NAME? | 89.9053 | 42.909 | #NAME? | #NAME? | #NAME? | #NAME? | #NAME? | #NAME? | #NAME? | #NAME? | #NAME? | 0 | 0 | 0 | 0 | #NAME? | 4.5726 | 0 | 0 | 0 | #NAME? | #NAME? | 7087.5809 | 0 | #NAME? | #NAME? | 0.52002 | #NAME? | 12199.0378 | 4.1725 | 50900.6373 |  |  |  |  | 5389.4768 | 1026.567 | 1539.8505 |  | 2874.3876 | 547.5024 | 821.2536 |  | 12199.0378 |  | 20950.5215 | 741955.0697 |  | 60.4283 | 1266004.9051 | #NAME? | #NAME? | #NAME? | #NAME? | #NAME? | 0 | #NAME? | 2016Q4 | #NAME? | #NAME? | #NAME? | 0 | #DIV/0! | 18928.3933 | 4.5369 | 3.517
2020Q1 | 2020 | 2020-01-01 | 2020 | 1 | #NAME? | 2020-01-01 | 2020-01-31 | 7.15% | 0.24222 |  |  | 0 | 0 | 0 | 0 | 0 | 0 | 0 | 0 | 0 | 0 | 0 | 0 | 0% | 0% | 0% | 0% | 0% | 0% | 0% | 0% | 0% | 0% | 0% | 0% | 0% | 0% | 0% | 0% | 0% | 0% | 0% | 0% | 0% | 0% | 0% | 0% | 0 | #NAME? | #NAME? | #NAME? | 1 | 31 | 1.5% | 15602.4 | 2836.8 | 3546 |  | 1 | 1 | 1 | 1 | 3120.48 | 567.36 | 709.2 |  | 1 | 1 | 1 | 1 | 21985.2 | 21985.2 | 4397.04 | 4397.04 | 20.0465 | 0 | 0 | 0 | 0 | 0 | 0 | 0 | 0 | 0 | 0 | 0 | 0 | 0 | 0 | 0 | 0 | 0 | 0 | 0% | 0% | 0% | 0% | 0% | 0% | 0% | 0% | 7763.517 | 0 | 0 | 0 | 0 | 0 | 0 | 0% | 0 | 0 | 0 | 0 | 0 | 0 | 0% | 0% | 0% | 0% | 0% | 0% | 0 | 0 | 0 | 0 | 0 | 0 | 0 | 0 | 0 | 0 | 0 | 0 | 0 | 0 | 0 | 0 | 0 | 0 | 0 | 0 | 0 | 0 | 0 | 0 | 0 | 0 | 0 | 0 | 0 | 0 |  | 0 |  | No | 45 | #NAME? | #NAME? | #NAME? | #NAME? | #NAME? | #NAME? | #NAME? | 42.7487 | 37.363 | #NAME? | 89.9053 | 42.909 | #NAME? | #NAME? | #NAME? | #NAME? | #NAME? | #NAME? | #NAME? | #NAME? | #NAME? | 0 | 0 | 0 | 0 | #NAME? | 4.3686 | 0 | 0 | 0 | #NAME? | #NAME? | 6771.3172 | 0 | #NAME? | #NAME? | 0.52016 | #NAME? | 12199.0378 | 4.2977 | 52427.6564 |  |  |  |  | 5646.1185 | 1026.567 | 1283.2088 |  | 3011.2632 | 547.5024 | 684.378 |  | 12199.0378 |  | 20950.5215 | 696283.065 |  | 56.6398 | 1186633.5622 | #NAME? | #NAME? | #NAME? | #NAME? | #NAME? | 0 | #NAME? | 2017Q1 | #NAME? | #NAME? | #NAME? | 0 | #DIV/0! | 17090.4202 | 4.3427 | 3.5689
2020Q1 | 2020 | 2020-02-01 | 2020 | 2 | #NAME? | 2020-02-01 | 2020-02-29 | 7.15% | 0.24087 |  |  | 0 | 0 | 0 | 0 | 0 | 0 | 0 | 0 | 0 | 0 | 0 | 0 | 0% | 0% | 0% | 0% | 0% | 0% | 0% | 0% | 0% | 0% | 0% | 0% | 0% | 0% | 0% | 0% | 0% | 0% | 0% | 0% | 0% | 0% | 0% | 0% | 0 | 20 | 5 | 4 | 0 | 29 | 1.5% | 14184 | 3546 | 2836.8 |  | 1 | 1 | 1 | 1 | 2836.8 | 709.2 | 567.36 |  | 1 | 1 | 1 | 1 | 20566.8 | 20566.8 | 4113.36 | 4113.36 | 20.1314 | 0 | 0 | 0 | 0 | 0 | 0 | 0 | 0 | 0 | 0 | 0 | 0 | 0 | 0 | 0 | 0 | 0 | 0 | 0% | 0% | 0% | 0% | 0% | 0% | 0% | 0% | 7765.548 | 0 | 0 | 0 | 0 | 0 | 0 | 0% | 0 | 0 | 0 | 0 | 0 | 0 | 0% | 0% | 0% | 0% | 0% | 0% | 0 | 0 | 0 | 0 | 0 | 0 | 0 | 0 | 0 | 0 | 0 | 0 | 0 | 0 | 0 | 0 | 0 | 0 | 0 | 0 | 0 | 0 | 0 | 0 | 0 | 0 | 0 | 0 | 0 | 0 |  | 0 |  | No | 45 | 8865 | 2659.5 | 2216.25 | 664.875 | 1773 | 531.9 | 0 | 42.7487 | 37.363 | 714353.0424 | 89.9053 | 42.909 | 727950.7934 | 1442303.8357 | 8865 | 2659.5 | 2216.25 | 664.875 | 1773 | 531.9 | 0 | 0 | 0 | 0 | 0 | 221601.0557 | 4.0349 | 0 | 0 | 0 | 221601.0557 | 905684.9812 | 5850.6146 | 0 | 911535.5958 | 28122.5282 | 0.52029 | 0 | 11412.0032 | 4.2977 | 49045.227 |  |  |  |  | 5132.835 | 1283.2088 | 1026.567 |  | 2737.512 | 684.378 | 547.5024 |  | 11412.0032 |  | 19598.875 | 505622.4984 |  | 43.9754 | 861868.6469 | 0 | 0 | 0 | 0 | 0 | 0 | 0 | 2017Q2 | #NAME? | #NAME? | #NAME? | 0 | #DIV/0! | 15687.7659 | 4.0372 | 3.2393
2020Q1 | 2020 | 2020-03-01 | 2020 | 3 | #NAME? | 2020-03-01 | 2020-03-31 | 7.15% | 0.23944 |  |  | 0 | 0 | 0 | 0 | 0 | 0 | 0 | 0 | 0 | 0 | 0 | 0 | 0% | 0% | 0% | 0% | 0% | 0% | 0% | 0% | 0% | 0% | 0% | 0% | 0% | 0% | 0% | 0% | 0% | 0% | 0% | 0% | 0% | 0% | 0% | 0% | 0 | 22 | 4 | 5 | 0 | 31 | 1.5% | 15602.4 | 2836.8 | 3546 |  | 1 | 1 | 1 | 1 | 3120.48 | 567.36 | 709.2 |  | 1 | 1 | 1 | 1 | 21985.2 | 21985.2 | 4397.04 | 4397.04 | 20.2108 | 0 | 0 | 0 | 0 | 0 | 0 | 0 | 0 | 0 | 0 | 0 | 0 | 0 | 0 | 0 | 0 | 0 | 0 | 0% | 0% | 0% | 0% | 0% | 0% | 0% | 0% | 7767.579 | 0 | 0 | 0 | 0 | 0 | 0 | 0% | 0 | 0 | 0 | 0 | 0 | 0 | 0% | 0% | 0% | 0% | 0% | 0% | 0 | 0 | 0 | 0 | 0 | 0 | 0 | 0 | 0 | 0 | 0 | 0 | 0 | 0 | 0 | 0 | 0 | 0 | 0 | 0 | 0 | 0 | 0 | 0 | 0 | 0 | 0 | 0 | 0 | 0 |  | 0 |  | No | 45 | 9751.5 | 2925.45 | 1773 | 531.9 | 2216.25 | 664.875 | 0 | 42.7487 | 37.363 | 763618.7694 | 89.9053 | 42.909 | 778154.2964 | 1541773.0658 | 9751.5 | 2925.45 | 1773 | 531.9 | 2216.25 | 664.875 | 0 | 0 | 0 | 0 | 0 | 236945.8405 | 3.8185 | 0 | 0 | 0 | 236945.8405 | 917123.9818 | 5918.6842 | 0 | 923042.666 | 30062.0129 | 0.52043 | 0 | 12199.0378 | 4.2977 | 52427.6564 |  |  |  |  | 5646.1185 | 1026.567 | 1283.2088 |  | 3011.2632 | 547.5024 | 684.378 |  | 12199.0378 |  | 20950.5215 | 551636.298 |  | 44.4776 | 931828.5631 | 0 | 0 | 0 | 0 | 0 | 0 | 0 | 2017Q3 | #NAME? | #NAME? | #NAME? | 0 | #DIV/0! | 17033.5614 | 4.1919 | 3.3666
2020Q2 | 2020 | 2020-04-01 | 2020 | 4 | #NAME? | 2020-04-01 | 2020-04-30 | 7.15% | 0.23806 |  |  | 0 | 0 | 0 | 0 | 0 | 0 | 0 | 0 | 0 | 0 | 0 | 0 | 0% | 0% | 0% | 0% | 0% | 0% | 0% | 0% | 0% | 0% | 0% | 0% | 0% | 0% | 0% | 0% | 0% | 0% | 0% | 0% | 0% | 0% | 0% | 0% | 0 | 22 | 4 | 4 | 0 | 30 | 1.5% | 15602.4 | 2836.8 | 2836.8 |  | 1 | 1 | 1 | 1 | 3120.48 | 567.36 | 567.36 |  | 1 | 1 | 1 | 1 | 21276 | 21276 | 4255.2 | 4255.2 | 20.2957 | 0 | 0 | 0 | 0 | 0 | 0 | 0 | 0 | 0 | 0 | 0 | 0 | 0 | 0 | 0 | 0 | 0 | 0 | 0% | 0% | 0% | 0% | 0% | 0% | 0% | 0% | 7769.6099 | 0 | 0 | 0 | 0 | 0 | 0 | 0% | 0 | 0 | 0 | 0 | 0 | 0 | 0% | 0% | 0% | 0% | 0% | 0% | 0 | 0 | 0 | 0 | 0 | 0 | 0 | 0 | 0 | 0 | 0 | 0 | 0 | 0 | 0 | 0 | 0 | 0 | 0 | 0 | 0 | 0 | 0 | 0 | 0 | 0 | 0 | 0 | 0 | 0 |  | 0 |  | No | 45 | 9751.5 | 2925.45 | 1773 | 531.9 | 1773 | 531.9 | 0 | 42.7487 | 37.363 | 738985.9059 | 89.9053 | 42.909 | 753052.5449 | 1492038.4508 | 9751.5 | 2925.45 | 1773 | 531.9 | 1773 | 531.9 | 0 | 0 | 0 | 0 | 0 | 229362.3812 | 3.7039 | 0 | 0 | 0 | 229362.3812 | 861496.125 | 5555.9221 | 0 | 867052.0471 | 29092.2705 | 0.52056 | 0 | 11805.5205 | 4.2977 | 50736.4417 |  |  |  |  | 5646.1185 | 1026.567 | 1026.567 |  | 3011.2632 | 547.5024 | 547.5024 |  | 11805.5205 |  | 20274.6982 | 524869.344 |  | 43.6563 | 885117.9824 | 0 | 0 | 0 | 0 | 0 | 0 | 0 | 2017Q4 | #NAME? | #NAME? | #NAME? | 0 | #DIV/0! | 19318.2666 | 4.6897 | 3.6439
2020Q2 | 2020 | 2020-05-01 | 2020 | 5 | #NAME? | 2020-05-01 | 2020-05-31 | 7.15% | 0.23665 |  |  | 0 | 0 | 0 | 0 | 0 | 0 | 0 | 0 | 0 | 0 | 0 | 0 | 0% | 0% | 0% | 0% | 0% | 0% | 0% | 0% | 0% | 0% | 0% | 0% | 0% | 0% | 0% | 0% | 0% | 0% | 0% | 0% | 0% | 0% | 0% | 0% | 0 | #NAME? | #NAME? | #NAME? | 1 | 31 | 1.5% | 14184 | 3546 | 4255.2 |  | 1 | 1 | 1 | 1 | 2836.8 | 709.2 | 851.04 |  | 1 | 1 | 1 | 1 | 21985.2 | 21985.2 | 4397.04 | 4397.04 | 20.3778 | 0 | 0 | 0 | 0 | 0 | 0 | 0 | 0 | 0 | 0 | 0 | 0 | 0 | 0 | 0 | 0 | 0 | 0 | 0% | 0% | 0% | 0% | 0% | 0% | 0% | 0% | 7771.6409 | 0 | 0 | 0 | 0 | 0 | 0 | 0% | 0 | 0 | 0 | 0 | 0 | 0 | 0% | 0% | 0% | 0% | 0% | 0% | 0 | 0 | 0 | 0 | 0 | 0 | 0 | 0 | 0 | 0 | 0 | 0 | 0 | 0 | 0 | 0 | 0 | 0 | 0 | 0 | 0 | 0 | 0 | 0 | 0 | 0 | 0 | 0 | 0 | 0 |  | 0 |  | No | 45 | #NAME? | 0 | #NAME? | 0 | #NAME? | 0 | #NAME? | 43.7747 | 38.2597 | #NAME? | 92.063 | 43.9388 | #NAME? | #NAME? | #NAME? | 0 | #NAME? | 0 | #NAME? | 0 | #NAME? | 0 | 0 | 0 | 0 | #NAME? | 3.676 | 0 | 0 | 0 | #NAME? | #NAME? | 5697.8217 | 0 | #NAME? | #NAME? | 0.5207 | #NAME? | 9547.0731 | 4.2977 | 41030.3398 |  |  |  |  | 3421.89 | 855.4725 | 1026.567 |  | 2737.512 | 684.378 | 821.2536 |  | 9547.0731 |  | 22276.5039 | 443936.7183 |  | 47.1133 | 1049520.0213 | #NAME? | #NAME? | #NAME? | #NAME? | #NAME? | 0 | #NAME? | 2018Q1 | #NAME? | #NAME? | #NAME? | 0 | #DIV/0! | 17439.9544 | 4.5036 | 3.6705
2020Q2 | 2020 | 2020-06-01 | 2020 | 6 | #NAME? | 2020-06-01 | 2020-06-30 | 7.15% | 0.23528 |  |  | 0 | 0 | 0 | 0 | 0 | 0 | 0 | 0 | 0 | 0 | 0 | 0 | 0% | 0% | 0% | 0% | 0% | 0% | 0% | 0% | 0% | 0% | 0% | 0% | 0% | 0% | 0% | 0% | 0% | 0% | 0% | 0% | 0% | 0% | 0% | 0% | 0 | 22 | 4 | 4 | 0 | 30 | 1.5% | 15602.4 | 2836.8 | 2836.8 |  | 1 | 1 | 1 | 1 | 3120.48 | 567.36 | 567.36 |  | 1 | 1 | 1 | 1 | 21276 | 21276 | 4255.2 | 4255.2 | 20.4627 | 0 | 0 | 0 | 0 | 0 | 0 | 0 | 0 | 0 | 0 | 0 | 0 | 0 | 0 | 0 | 0 | 0 | 0 | 0% | 0% | 0% | 0% | 0% | 0% | 0% | 0% | 7773.6718 | 0 | 0 | 0 | 0 | 0 | 0 | 0% | 0 | 0 | 0 | 0 | 0 | 0 | 0% | 0% | 0% | 0% | 0% | 0% | 0 | 0 | 0 | 0 | 0 | 0 | 0 | 0 | 0 | 0 | 0 | 0 | 0 | 0 | 0 | 0 | 0 | 0 | 0 | 0 | 0 | 0 | 0 | 0 | 0 | 0 | 0 | 0 | 0 | 0 |  | 0 |  | No | 45 | 11701.8 | 0 | 2127.6 | 0 | 2127.6 | 0 | 0 | 43.7747 | 38.2597 | 698512.2163 | 92.063 | 43.9388 | 1491420.814 | 2189933.0302 | 11701.8 | 0 | 2127.6 | 0 | 2127.6 | 0 | 0 | 0 | 0 | 0 | 0 | 198471.1705 | 3.7204 | 0 | 0 | 0 | 198471.1705 | 748736.0927 | 5580.6272 | 0 | 754316.7199 | 25196.103 | 0.52084 | 0 | 9239.103 | 4.2977 | 39706.7805 |  |  |  |  | 3764.079 | 684.378 | 684.378 |  | 3011.2632 | 547.5024 | 547.5024 |  | 9239.103 |  | 21557.907 | 432769.1724 |  | 48.4577 | 1044646.2331 | 0 | 0 | 0 | 0 | 0 | 0 | 0 | 2018Q2 | #NAME? | #NAME? | #NAME? | 0 | #DIV/0! | 16008.613 | 4.1867 | 3.3315
2020Q3 | 2020 | 2020-07-01 | 2020 | 7 | #NAME? | 2020-07-01 | 2020-07-31 | 7.15% | 0.23389 |  |  | 0 | 0 | 0 | 0 | 0 | 0 | 0 | 0 | 0 | 0 | 0 | 0 | 0% | 0% | 0% | 0% | 0% | 0% | 0% | 0% | 0% | 0% | 0% | 0% | 0% | 0% | 0% | 0% | 0% | 0% | 0% | 0% | 0% | 0% | 0% | 0% | 0 | #NAME? | #NAME? | #NAME? | 1 | 31 | 1.5% | 16311.6 | 2127.6 | 3546 |  | 1 | 1 | 1 | 1 | 3262.32 | 425.52 | 709.2 |  | 1 | 1 | 1 | 1 | 21985.2 | 21985.2 | 4397.04 | 4397.04 | 20.5448 | 0 | 0 | 0 | 0 | 0 | 0 | 0 | 0 | 0 | 0 | 0 | 0 | 0 | 0 | 0 | 0 | 0 | 0 | 0% | 0% | 0% | 0% | 0% | 0% | 0% | 0% | 7775.7028 | 0 | 0 | 0 | 0 | 0 | 0 | 0% | 0 | 0 | 0 | 0 | 0 | 0 | 0% | 0% | 0% | 0% | 0% | 0% | 0 | 0 | 0 | 0 | 0 | 0 | 0 | 0 | 0 | 0 | 0 | 0 | 0 | 0 | 0 | 0 | 0 | 0 | 0 | 0 | 0 | 0 | 0 | 0 | 0 | 0 | 0 | 0 | 0 | 0 |  | 0 |  | No | 45 | #NAME? | 0 | #NAME? | 0 | #NAME? | 0 | #NAME? | 43.7747 | 38.2597 | #NAME? | 92.063 | 43.9388 | #NAME? | #NAME? | #NAME? | 0 | #NAME? | 0 | #NAME? | 0 | #NAME? | 0 | 0 | 0 | 0 | #NAME? | 3.822 | 0 | 0 | 0 | #NAME? | #NAME? | 5924.0551 | 0 | #NAME? | #NAME? | 0.52097 | #NAME? | 9547.0731 | 4.2977 | 41030.3398 |  |  |  |  | 3935.1735 | 513.2835 | 855.4725 |  | 3148.1388 | 410.6268 | 684.378 |  | 9547.0731 |  | 22276.5039 | 574363.2441 |  | 63.7092 | 1419218.0023 | #NAME? | #NAME? | #NAME? | #NAME? | #NAME? | 0 | #NAME? | 2018Q3 | #NAME? | #NAME? | #NAME? | 0 | #DIV/0! | 17381.9328 | 4.3472 | 3.4624
2020Q3 | 2020 | 2020-08-01 | 2020 | 8 | #NAME? | 2020-08-01 | 2020-08-31 | 7.15% | 0.23249 |  |  | 0 | 0 | 0 | 0 | 0 | 0 | 0 | 0 | 0 | 0 | 0 | 0 | 0% | 0% | 0% | 0% | 0% | 0% | 0% | 0% | 0% | 0% | 0% | 0% | 0% | 0% | 0% | 0% | 0% | 0% | 0% | 0% | 0% | 0% | 0% | 0% | 0 | 21 | 5 | 5 | 0 | 31 | 1.5% | 14893.2 | 3546 | 3546 |  | 1 | 1 | 1 | 1 | 2978.64 | 709.2 | 709.2 |  | 1 | 1 | 1 | 1 | 21985.2 | 21985.2 | 4397.04 | 4397.04 | 20.6297 | 0 | 0 | 0 | 0 | 0 | 0 | 0 | 0 | 0 | 0 | 0 | 0 | 0 | 0 | 0 | 0 | 0 | 0 | 0% | 0% | 0% | 0% | 0% | 0% | 0% | 0% | 7777.7338 | 0 | 0 | 0 | 0 | 0 | 0 | 0% | 0 | 0 | 0 | 0 | 0 | 0 | 0% | 0% | 0% | 0% | 0% | 0% | 0 | 0 | 0 | 0 | 0 | 0 | 0 | 0 | 0 | 0 | 0 | 0 | 0 | 0 | 0 | 0 | 0 | 0 | 0 | 0 | 0 | 0 | 0 | 0 | 0 | 0 | 0 | 0 | 0 | 0 |  | 0 |  | No | 45 | 11169.9 | 0 | 2659.5 | 0 | 2659.5 | 0 | 0 | 43.7747 | 38.2597 | 721795.9568 | 92.063 | 43.9388 | 1541134.8411 | 2262930.7979 | 11169.9 | 0 | 2659.5 | 0 | 2659.5 | 0 | 0 | 0 | 0 | 0 | 0 | 205194.0387 | 3.9662 | 0 | 0 | 0 | 205194.0387 | 824530.6283 | 6147.6056 | 0 | 830678.234 | 26035.9731 | 0.52111 | 0 | 9547.0731 | 4.2977 | 41030.3398 |  |  |  |  | 3592.9845 | 855.4725 | 855.4725 |  | 2874.3876 | 684.378 | 684.378 |  | 9547.0731 |  | 22276.5039 | 698636.6585 |  | 77.0495 | 1716392.9101 | 0 | 0 | 0 | 0 | 0 | 0 | 0 | 2018Q4 | #NAME? | #NAME? | #NAME? | 0 | #DIV/0! | 19713.3649 | 4.8634 | 3.7476
2020Q3 | 2020 | 2020-09-01 | 2020 | 9 | #NAME? | 2020-09-01 | 2020-09-30 | 7.15% | 0.23116 |  |  | 0 | 0 | 0 | 0 | 0 | 0 | 0 | 0 | 0 | 0 | 0 | 0 | 0% | 0% | 0% | 0% | 0% | 0% | 0% | 0% | 0% | 0% | 0% | 0% | 0% | 0% | 0% | 0% | 0% | 0% | 0% | 0% | 0% | 0% | 0% | 0% | 0 | #NAME? | #NAME? | #NAME? | 1 | 30 | 1.5% | 14893.2 | 2836.8 | 3546 |  | 1 | 1 | 1 | 1 | 2978.64 | 567.36 | 709.2 |  | 1 | 1 | 1 | 1 | 21276 | 21276 | 4255.2 | 4255.2 | 20.7146 | 0 | 0 | 0 | 0 | 0 | 0 | 0 | 0 | 0 | 0 | 0 | 0 | 0 | 0 | 0 | 0 | 0 | 0 | 0% | 0% | 0% | 0% | 0% | 0% | 0% | 0% | 7779.7647 | 0 | 0 | 0 | 0 | 0 | 0 | 0% | 0 | 0 | 0 | 0 | 0 | 0 | 0% | 0% | 0% | 0% | 0% | 0% | 0 | 0 | 0 | 0 | 0 | 0 | 0 | 0 | 0 | 0 | 0 | 0 | 0 | 0 | 0 | 0 | 0 | 0 | 0 | 0 | 0 | 0 | 0 | 0 | 0 | 0 | 0 | 0 | 0 | 0 |  | 0 |  | No | 45 | #NAME? | 0 | #NAME? | 0 | #NAME? | 0 | #NAME? | 43.7747 | 38.2597 | #NAME? | 92.063 | 43.9388 | #NAME? | #NAME? | #NAME? | 0 | #NAME? | 0 | #NAME? | 0 | #NAME? | 0 | 0 | 0 | 0 | #NAME? | 4.1379 | 0 | 0 | 0 | #NAME? | #NAME? | 6206.8689 | 0 | #NAME? | #NAME? | 0.52124 | #NAME? | 9239.103 | 4.2977 | 39706.7805 |  |  |  |  | 3592.9845 | 684.378 | 855.4725 |  | 2874.3876 | 547.5024 | 684.378 |  | 9239.103 |  | 21557.907 | 597410.6149 |  | 67.1145 | 1446847.335 | #NAME? | #NAME? | #NAME? | #NAME? | #NAME? | 0 | #NAME? | 2019Q1 | #NAME? | #NAME? | #NAME? | 0 | #DIV/0! | 17862.8089 | 4.6655 | 3.7935
2020Q4 | 2020 | 2020-10-01 | 2020 | 10 | #NAME? | 2020-10-01 | 2020-10-31 | 7.15% | 0.22978 |  |  | 0 | 0 | 0 | 0 | 0 | 0 | 0 | 0 | 0 | 0 | 0 | 0 | 0% | 0% | 0% | 0% | 0% | 0% | 0% | 0% | 0% | 0% | 0% | 0% | 0% | 0% | 0% | 0% | 0% | 0% | 0% | 0% | 0% | 0% | 0% | 0% | 0 | 22 | 5 | 4 | 0 | 31 | 1.5% | 15602.4 | 3546 | 2836.8 |  | 1 | 1 | 1 | 1 | 3120.48 | 709.2 | 567.36 |  | 1 | 1 | 1 | 1 | 21985.2 | 21985.2 | 4397.04 | 4397.04 | 20.7967 | 0 | 0 | 0 | 0 | 0 | 0 | 0 | 0 | 0 | 0 | 0 | 0 | 0 | 0 | 0 | 0 | 0 | 0 | 0% | 0% | 0% | 0% | 0% | 0% | 0% | 0% | 7781.7957 | 0 | 0 | 0 | 0 | 0 | 0 | 0% | 0 | 0 | 0 | 0 | 0 | 0 | 0% | 0% | 0% | 0% | 0% | 0% | 0 | 0 | 0 | 0 | 0 | 0 | 0 | 0 | 0 | 0 | 0 | 0 | 0 | 0 | 0 | 0 | 0 | 0 | 0 | 0 | 0 | 0 | 0 | 0 | 0 | 0 | 0 | 0 | 0 | 0 |  | 0 |  | No | 45 | 9751.5 | 2925.45 | 2216.25 | 664.875 | 1773 | 531.9 | 0 | 43.7747 | 38.2597 | 781945.6199 | 92.063 | 43.9388 | 796829.9995 | 1578775.6194 | 9751.5 | 2925.45 | 2216.25 | 664.875 | 1773 | 531.9 | 0 | 0 | 0 | 0 | 0 | 237379.514 | 4.3218 | 0 | 0 | 0 | 237379.514 | 1038274.0204 | 6698.7885 | 0 | 1044972.8089 | 30062.0129 | 0.52138 | 0 | 12199.0378 | 4.2977 | 52427.6564 |  |  |  |  | 5646.1185 | 1283.2088 | 1026.567 |  | 3011.2632 | 684.378 | 547.5024 |  | 12199.0378 |  | 20950.5215 | 714856.3664 |  | 57.6726 | 1208270.4329 | 0 | 0 | 0 | 0 | 0 | 0 | 0 | 2019Q2 | #NAME? | #NAME? | #NAME? | 0 | #DIV/0! | 16396.7627 | 4.3372 | 3.4432
2020Q4 | 2020 | 2020-11-01 | 2020 | 11 | #NAME? | 2020-11-01 | 2020-11-30 | 7.15% | 0.22846 |  |  | 0 | 0 | 0 | 0 | 0 | 0 | 0 | 0 | 0 | 0 | 0 | 0 | 0% | 0% | 0% | 0% | 0% | 0% | 0% | 0% | 0% | 0% | 0% | 0% | 0% | 0% | 0% | 0% | 0% | 0% | 0% | 0% | 0% | 0% | 0% | 0% | 0 | #NAME? | #NAME? | #NAME? | 1 | 30 | 1.5% | 14184 | 2836.8 | 4255.2 |  | 1 | 1 | 1 | 1 | 2836.8 | 567.36 | 851.04 |  | 1 | 1 | 1 | 1 | 21276 | 21276 | 4255.2 | 4255.2 | 20.8816 | 0 | 0 | 0 | 0 | 0 | 0 | 0 | 0 | 0 | 0 | 0 | 0 | 0 | 0 | 0 | 0 | 0 | 0 | 0% | 0% | 0% | 0% | 0% | 0% | 0% | 0% | 7783.8266 | 0 | 0 | 0 | 0 | 0 | 0 | 0% | 0 | 0 | 0 | 0 | 0 | 0 | 0% | 0% | 0% | 0% | 0% | 0% | 0 | 0 | 0 | 0 | 0 | 0 | 0 | 0 | 0 | 0 | 0 | 0 | 0 | 0 | 0 | 0 | 0 | 0 | 0 | 0 | 0 | 0 | 0 | 0 | 0 | 0 | 0 | 0 | 0 | 0 |  | 0 |  | No | 45 | #NAME? | #NAME? | #NAME? | #NAME? | #NAME? | #NAME? | #NAME? | 43.7747 | 38.2597 | #NAME? | 92.063 | 43.9388 | #NAME? | #NAME? | #NAME? | #NAME? | #NAME? | #NAME? | #NAME? | #NAME? | #NAME? | 0 | 0 | 0 | 0 | #NAME? | 4.5031 | 0 | 0 | 0 | #NAME? | #NAME? | 6754.6941 | 0 | #NAME? | #NAME? | 0.52152 | #NAME? | 11805.5205 | 4.2977 | 50736.4417 |  |  |  |  | 5132.835 | 1026.567 | 1539.8505 |  | 2737.512 | 547.5024 | 821.2536 |  | 11805.5205 |  | 20274.6982 | 692934.343 |  | 58.3503 | 1183033.9579 | #NAME? | #NAME? | #NAME? | #NAME? | #NAME? | 0 | #NAME? | 2019Q3 | #NAME? | #NAME? | #NAME? | 0 | #DIV/0! | 17803.3804 | 4.5035 | 3.5785
2020Q4 | 2020 | 2020-12-01 | 2020 | 12 | #NAME? | 2020-12-01 | 2020-12-31 | 7.15% | 0.2271 |  |  | 0 | 0 | 0 | 0 | 0 | 0 | 0 | 0 | 0 | 0 | 0 | 0 | 0% | 0% | 0% | 0% | 0% | 0% | 0% | 0% | 0% | 0% | 0% | 0% | 0% | 0% | 0% | 0% | 0% | 0% | 0% | 0% | 0% | 0% | 0% | 0% | 0 | #NAME? | #NAME? | #NAME? | 1 | 31 | 1.5% | 15602.4 | 2836.8 | 3546 |  | 1 | 1 | 1 | 1 | 3120.48 | 567.36 | 709.2 |  | 1 | 1 | 1 | 1 | 21985.2 | 21985.2 | 4397.04 | 4397.04 | 20.9637 | 0 | 0 | 0 | 0 | 0 | 0 | 0 | 0 | 0 | 0 | 0 | 0 | 0 | 0 | 0 | 0 | 0 | 0 | 0% | 0% | 0% | 0% | 0% | 0% | 0% | 0% | 7785.8576 | 0 | 0 | 0 | 0 | 0 | 0 | 0% | 0 | 0 | 0 | 0 | 0 | 0 | 0% | 0% | 0% | 0% | 0% | 0% | 0 | 0 | 0 | 0 | 0 | 0 | 0 | 0 | 0 | 0 | 0 | 0 | 0 | 0 | 0 | 0 | 0 | 0 | 0 | 0 | 0 | 0 | 0 | 0 | 0 | 0 | 0 | 0 | 0 | 0 |  | 0 |  | No | 45 | #NAME? | #NAME? | #NAME? | #NAME? | #NAME? | #NAME? | #NAME? | 43.7747 | 38.2597 | #NAME? | 92.063 | 43.9388 | #NAME? | #NAME? | #NAME? | #NAME? | #NAME? | #NAME? | #NAME? | #NAME? | #NAME? | 0 | 0 | 0 | 0 | #NAME? | 4.6947 | 0 | 0 | 0 | #NAME? | #NAME? | 7276.7392 | 0 | #NAME? | #NAME? | 0.52165 | #NAME? | 12199.0378 | 4.2977 | 52427.6564 |  |  |  |  | 5646.1185 | 1026.567 | 1283.2088 |  | 3011.2632 | 547.5024 | 684.378 |  | 12199.0378 |  | 20950.5215 | 744018.0287 |  | 60.5963 | 1269524.9513 | #NAME? | #NAME? | #NAME? | #NAME? | #NAME? | 0 | #NAME? | 2019Q4 | #NAME? | #NAME? | #NAME? | 0 | #DIV/0! | 20191.3411 | 5.0382 | 3.8732
2021Q1 | 2021 | 2021-01-01 | 2021 | 1 | #NAME? | 2021-01-01 | 2021-01-31 | 7.15% | 0.22575 |  |  | 0 | 0 | 0 | 0 | 0 | 0 | 0 | 0 | 0 | 0 | 0 | 0 | 0% | 0% | 0% | 0% | 0% | 0% | 0% | 0% | 0% | 0% | 0% | 0% | 0% | 0% | 0% | 0% | 0% | 0% | 0% | 0% | 0% | 0% | 0% | 0% | 0 | #NAME? | #NAME? | #NAME? | 1 | 31 | 1.5% | 14184 | 3546 | 4255.2 |  | 1 | 1 | 1 | 1 | 2836.8 | 709.2 | 851.04 |  | 1 | 1 | 1 | 1 | 21985.2 | 21985.2 | 4397.04 | 4397.04 | 21.0486 | 0 | 0 | 0 | 0 | 0 | 0 | 0 | 0 | 0 | 0 | 0 | 0 | 0 | 0 | 0 | 0 | 0 | 0 | 0% | 0% | 0% | 0% | 0% | 0% | 0% | 0% | 7787.8886 | 0 | 0 | 0 | 0 | 0 | 0 | 0% | 0 | 0 | 0 | 0 | 0 | 0 | 0% | 0% | 0% | 0% | 0% | 0% | 0 | 0 | 0 | 0 | 0 | 0 | 0 | 0 | 0 | 0 | 0 | 0 | 0 | 0 | 0 | 0 | 0 | 0 | 0 | 0 | 0 | 0 | 0 | 0 | 0 | 0 | 0 | 0 | 0 | 0 |  | 0 |  | No | 45 | #NAME? | #NAME? | #NAME? | #NAME? | #NAME? | #NAME? | #NAME? | 43.7747 | 38.2597 | #NAME? | 92.063 | 43.9388 | #NAME? | #NAME? | #NAME? | #NAME? | #NAME? | #NAME? | #NAME? | #NAME? | #NAME? | 0 | 0 | 0 | 0 | #NAME? | 4.4767 | 0 | 0 | 0 | #NAME? | #NAME? | 6938.9022 | 0 | #NAME? | #NAME? | 0.52179 | #NAME? | 12199.0379 | 4.4266 | 54000.4861 |  |  |  |  | 5132.835 | 1283.2088 | 1539.8505 |  | 2737.512 | 684.378 | 821.2536 |  | 12199.0379 |  | 20950.5215 | 730994.1217 |  | 59.4634 | 1245789.5391 | #NAME? | #NAME? | #NAME? | #NAME? | #NAME? | 0 | #NAME? | 2020Q1 | #NAME? | #NAME? | #NAME? | 0 | #DIV/0! | 18540.616 | 4.8564 | 3.93
2021Q1 | 2021 | 2021-02-01 | 2021 | 2 | #NAME? | 2021-02-01 | 2021-02-28 | 7.15% | 0.22454 |  |  | 0 | 0 | 0 | 0 | 0 | 0 | 0 | 0 | 0 | 0 | 0 | 0 | 0% | 0% | 0% | 0% | 0% | 0% | 0% | 0% | 0% | 0% | 0% | 0% | 0% | 0% | 0% | 0% | 0% | 0% | 0% | 0% | 0% | 0% | 0% | 0% | 0 | 20 | 4 | 4 | 0 | 28 | 1.5% | 14184 | 2836.8 | 2836.8 |  | 1 | 1 | 1 | 1 | 2836.8 | 567.36 | 567.36 |  | 1 | 1 | 1 | 1 | 19857.6 | 19857.6 | 3971.52 | 3971.52 | 21.1335 | 0 | 0 | 0 | 0 | 0 | 0 | 0 | 0 | 0 | 0 | 0 | 0 | 0 | 0 | 0 | 0 | 0 | 0 | 0% | 0% | 0% | 0% | 0% | 0% | 0% | 0% | 7789.9195 | 0 | 0 | 0 | 0 | 0 | 0 | 0% | 0 | 0 | 0 | 0 | 0 | 0 | 0% | 0% | 0% | 0% | 0% | 0% | 0 | 0 | 0 | 0 | 0 | 0 | 0 | 0 | 0 | 0 | 0 | 0 | 0 | 0 | 0 | 0 | 0 | 0 | 0 | 0 | 0 | 0 | 0 | 0 | 0 | 0 | 0 | 0 | 0 | 0 |  | 0 |  | No | 45 | 8865 | 2659.5 | 1773 | 531.9 | 1773 | 531.9 | 0 | 43.7747 | 38.2597 | 706273.4631 | 92.063 | 43.9388 | 719717.4189 | 1425990.882 | 8865 | 2659.5 | 1773 | 531.9 | 1773 | 531.9 | 0 | 0 | 0 | 0 | 0 | 214631.1344 | 4.1348 | 0 | 0 | 0 | 214631.1344 | 898632.123 | 5788.6745 | 0 | 904420.7975 | 27152.7858 | 0.52192 | 0 | 11018.4858 | 4.4266 | 48774.6326 |  |  |  |  | 5132.835 | 1026.567 | 1026.567 |  | 2737.512 | 547.5024 | 547.5024 |  | 11018.4858 |  | 18923.0517 | 504438.8583 |  | 45.4393 | 859851.0501 | 0 | 0 | 0 | 0 | 0 | 0 | 0 | 2020Q2 | #NAME? | #NAME? | #NAME? | 0 | #DIV/0! | 16834.371 | 4.5148 | 3.5671
2021Q1 | 2021 | 2021-03-01 | 2021 | 3 | #NAME? | 2021-03-01 | 2021-03-31 | 7.15% | 0.22321 |  |  | 0 | 0 | 0 | 0 | 0 | 0 | 0 | 0 | 0 | 0 | 0 | 0 | 0% | 0% | 0% | 0% | 0% | 0% | 0% | 0% | 0% | 0% | 0% | 0% | 0% | 0% | 0% | 0% | 0% | 0% | 0% | 0% | 0% | 0% | 0% | 0% | 0 | 23 | 4 | 4 | 0 | 31 | 1.5% | 16311.6 | 2836.8 | 2836.8 |  | 1 | 1 | 1 | 1 | 3262.32 | 567.36 | 567.36 |  | 1 | 1 | 1 | 1 | 21985.2 | 21985.2 | 4397.04 | 4397.04 | 21.2101 | 0 | 0 | 0 | 0 | 0 | 0 | 0 | 0 | 0 | 0 | 0 | 0 | 0 | 0 | 0 | 0 | 0 | 0 | 0% | 0% | 0% | 0% | 0% | 0% | 0% | 0% | 7791.9505 | 0 | 0 | 0 | 0 | 0 | 0 | 0% | 0 | 0 | 0 | 0 | 0 | 0 | 0% | 0% | 0% | 0% | 0% | 0% | 0 | 0 | 0 | 0 | 0 | 0 | 0 | 0 | 0 | 0 | 0 | 0 | 0 | 0 | 0 | 0 | 0 | 0 | 0 | 0 | 0 | 0 | 0 | 0 | 0 | 0 | 0 | 0 | 0 | 0 |  | 0 |  | No | 45 | 10194.75 | 3058.425 | 1773 | 531.9 | 1773 | 531.9 | 0 | 43.7747 | 38.2597 | 781945.6199 | 92.063 | 43.9388 | 796829.9995 | 1578775.6194 | 10194.75 | 3058.425 | 1773 | 531.9 | 1773 | 531.9 | 0 | 0 | 0 | 0 | 0 | 237689.2807 | 3.9128 | 0 | 0 | 0 | 237689.2807 | 942413.9797 | 6064.8384 | 0 | 948478.8181 | 30062.0128 | 0.52206 | 0 | 12199.0378 | 4.4266 | 54000.4861 |  |  |  |  | 5902.7603 | 1026.567 | 1026.567 |  | 3148.1388 | 547.5024 | 547.5024 |  | 12199.0378 |  | 20950.5215 | 545846.1224 |  | 44.0107 | 922047.7509 | 0 | 0 | 0 | 0 | 0 | 0 | 0 | 2020Q3 | #NAME? | #NAME? | #NAME? | 0 | #DIV/0! | 18278.5296 | 4.6878 | 3.7073
2021Q2 | 2021 | 2021-04-01 | 2021 | 4 | #NAME? | 2021-04-01 | 2021-04-30 | 7.15% | 0.22192 |  |  | 0 | 0 | 0 | 0 | 0 | 0 | 0 | 0 | 0 | 0 | 0 | 0 | 0% | 0% | 0% | 0% | 0% | 0% | 0% | 0% | 0% | 0% | 0% | 0% | 0% | 0% | 0% | 0% | 0% | 0% | 0% | 0% | 0% | 0% | 0% | 0% | 0 | 22 | 4 | 4 | 0 | 30 | 1.5% | 15602.4 | 2836.8 | 2836.8 |  | 1 | 1 | 1 | 1 | 3120.48 | 567.36 | 567.36 |  | 1 | 1 | 1 | 1 | 21276 | 21276 | 4255.2 | 4255.2 | 21.295 | 0 | 0 | 0 | 0 | 0 | 0 | 0 | 0 | 0 | 0 | 0 | 0 | 0 | 0 | 0 | 0 | 0 | 0 | 0% | 0% | 0% | 0% | 0% | 0% | 0% | 0% | 7793.9814 | 0 | 0 | 0 | 0 | 0 | 0 | 0% | 0 | 0 | 0 | 0 | 0 | 0 | 0% | 0% | 0% | 0% | 0% | 0% | 0 | 0 | 0 | 0 | 0 | 0 | 0 | 0 | 0 | 0 | 0 | 0 | 0 | 0 | 0 | 0 | 0 | 0 | 0 | 0 | 0 | 0 | 0 | 0 | 0 | 0 | 0 | 0 | 0 | 0 |  | 0 |  | No | 45 | 9751.5 | 2925.45 | 1773 | 531.9 | 1773 | 531.9 | 0 | 43.7747 | 38.2597 | 756721.5676 | 92.063 | 43.9388 | 771125.8059 | 1527847.3736 | 9751.5 | 2925.45 | 1773 | 531.9 | 1773 | 531.9 | 0 | 0 | 0 | 0 | 0 | 230081.8394 | 3.7954 | 0 | 0 | 0 | 230081.8394 | 885242.6816 | 5693.1183 | 0 | 890935.7999 | 29092.2705 | 0.5222 | 0 | 11805.5205 | 4.4266 | 52258.535 |  |  |  |  | 5646.1185 | 1026.567 | 1026.567 |  | 3011.2632 | 547.5024 | 547.5024 |  | 11805.5205 |  | 20274.6982 | 522099.0124 |  | 43.4259 | 880446.2095 | 0 | 0 | 0 | 0 | 0 | 0 | 0 | 2020Q4 | #NAME? | #NAME? | #NAME? | 0 | #DIV/0! | 20730.2218 | 5.2445 | 4.0126
2021Q2 | 2021 | 2021-05-01 | 2021 | 5 | #NAME? | 2021-05-01 | 2021-05-31 | 7.15% | 0.2206 |  |  | 0 | 0 | 0 | 0 | 0 | 0 | 0 | 0 | 0 | 0 | 0 | 0 | 0% | 0% | 0% | 0% | 0% | 0% | 0% | 0% | 0% | 0% | 0% | 0% | 0% | 0% | 0% | 0% | 0% | 0% | 0% | 0% | 0% | 0% | 0% | 0% | 0 | #NAME? | #NAME? | #NAME? | 1 | 31 | 1.5% | 14184 | 3546 | 4255.2 |  | 1 | 1 | 1 | 1 | 2836.8 | 709.2 | 851.04 |  | 1 | 1 | 1 | 1 | 21985.2 | 21985.2 | 4397.04 | 4397.04 | 21.3771 | 0 | 0 | 0 | 0 | 0 | 0 | 0 | 0 | 0 | 0 | 0 | 0 | 0 | 0 | 0 | 0 | 0 | 0 | 0% | 0% | 0% | 0% | 0% | 0% | 0% | 0% | 7796.0124 | 0 | 0 | 0 | 0 | 0 | 0 | 0% | 0 | 0 | 0 | 0 | 0 | 0 | 0% | 0% | 0% | 0% | 0% | 0% | 0 | 0 | 0 | 0 | 0 | 0 | 0 | 0 | 0 | 0 | 0 | 0 | 0 | 0 | 0 | 0 | 0 | 0 | 0 | 0 | 0 | 0 | 0 | 0 | 0 | 0 | 0 | 0 | 0 | 0 |  | 0 |  | No | 45 | #NAME? | 0 | #NAME? | 0 | #NAME? | 0 | #NAME? | 44.8252 | 39.178 | #NAME? | 94.2725 | 44.9933 | #NAME? | #NAME? | #NAME? | 0 | #NAME? | 0 | #NAME? | 0 | #NAME? | 0 | 0 | 0 | 0 | #NAME? | 3.7668 | 0 | 0 | 0 | #NAME? | #NAME? | 5838.522 | 0 | #NAME? | #NAME? | 0.52233 | #NAME? | 9547.0731 | 4.4266 | 42261.25 |  |  |  |  | 3421.89 | 855.4725 | 1026.567 |  | 2737.512 | 684.378 | 821.2536 |  | 9547.0731 |  | 22276.5039 | 463067.2055 |  | 49.1436 | 1094746.8039 | #NAME? | #NAME? | #NAME? | #NAME? | #NAME? | 0 | #NAME? | 2021Q1 | #NAME? | #NAME? | #NAME? | 0 | #DIV/0! | 18792.4151 | 5.0553 | 4.0716
2021Q2 | 2021 | 2021-06-01 | 2021 | 6 | #NAME? | 2021-06-01 | 2021-06-30 | 7.15% | 0.21933 |  |  | 0 | 0 | 0 | 0 | 0 | 0 | 0 | 0 | 0 | 0 | 0 | 0 | 0% | 0% | 0% | 0% | 0% | 0% | 0% | 0% | 0% | 0% | 0% | 0% | 0% | 0% | 0% | 0% | 0% | 0% | 0% | 0% | 0% | 0% | 0% | 0% | 0 | 22 | 4 | 4 | 0 | 30 | 1.5% | 15602.4 | 2836.8 | 2836.8 |  | 1 | 1 | 1 | 1 | 3120.48 | 567.36 | 567.36 |  | 1 | 1 | 1 | 1 | 21276 | 21276 | 4255.2 | 4255.2 | 21.462 | 0 | 0 | 0 | 0 | 0 | 0 | 0 | 0 | 0 | 0 | 0 | 0 | 0 | 0 | 0 | 0 | 0 | 0 | 0% | 0% | 0% | 0% | 0% | 0% | 0% | 0% | 7798.0434 | 0 | 0 | 0 | 0 | 0 | 0 | 0% | 0 | 0 | 0 | 0 | 0 | 0 | 0% | 0% | 0% | 0% | 0% | 0% | 0 | 0 | 0 | 0 | 0 | 0 | 0 | 0 | 0 | 0 | 0 | 0 | 0 | 0 | 0 | 0 | 0 | 0 | 0 | 0 | 0 | 0 | 0 | 0 | 0 | 0 | 0 | 0 | 0 | 0 |  | 0 |  | No | 45 | 11701.8 | 0 | 2127.6 | 0 | 2127.6 | 0 | 0 | 44.8252 | 39.178 | 715276.5095 | 94.2725 | 44.9933 | 1527214.9135 | 2242491.423 | 11701.8 | 0 | 2127.6 | 0 | 2127.6 | 0 | 0 | 0 | 0 | 0 | 0 | 199093.4046 | 3.8123 | 0 | 0 | 0 | 199093.4046 | 769374.3615 | 5718.4335 | 0 | 775092.795 | 25196.103 | 0.52247 | 0 | 9239.103 | 4.4266 | 40897.9839 |  |  |  |  | 3764.079 | 684.378 | 684.378 |  | 3011.2632 | 547.5024 | 547.5024 |  | 9239.103 |  | 21557.907 | 448804.3287 |  | 50.2532 | 1083352.9311 | 0 | 0 | 0 | 0 | 0 | 0 | 0 | 2021Q2 | #NAME? | #NAME? | #NAME? | 0 | #DIV/0! | 17250.0737 | 4.6997 | 3.6957
2021Q3 | 2021 | 2021-07-01 | 2021 | 7 | #NAME? | 2021-07-01 | 2021-07-31 | 7.15% | 0.21803 |  |  | 0 | 0 | 0 | 0 | 0 | 0 | 0 | 0 | 0 | 0 | 0 | 0 | 0% | 0% | 0% | 0% | 0% | 0% | 0% | 0% | 0% | 0% | 0% | 0% | 0% | 0% | 0% | 0% | 0% | 0% | 0% | 0% | 0% | 0% | 0% | 0% | 0 | #NAME? | #NAME? | #NAME? | 1 | 31 | 1.5% | 14893.2 | 3546 | 3546 |  | 1 | 1 | 1 | 1 | 2978.64 | 709.2 | 709.2 |  | 1 | 1 | 1 | 1 | 21985.2 | 21985.2 | 4397.04 | 4397.04 | 21.5441 | 0 | 0 | 0 | 0 | 0 | 0 | 0 | 0 | 0 | 0 | 0 | 0 | 0 | 0 | 0 | 0 | 0 | 0 | 0% | 0% | 0% | 0% | 0% | 0% | 0% | 0% | 7800.0743 | 0 | 0 | 0 | 0 | 0 | 0 | 0% | 0 | 0 | 0 | 0 | 0 | 0 | 0% | 0% | 0% | 0% | 0% | 0% | 0 | 0 | 0 | 0 | 0 | 0 | 0 | 0 | 0 | 0 | 0 | 0 | 0 | 0 | 0 | 0 | 0 | 0 | 0 | 0 | 0 | 0 | 0 | 0 | 0 | 0 | 0 | 0 | 0 | 0 |  | 0 |  | No | 45 | #NAME? | 0 | #NAME? | 0 | #NAME? | 0 | #NAME? | 44.8252 | 39.178 | #NAME? | 94.2725 | 44.9933 | #NAME? | #NAME? | #NAME? | 0 | #NAME? | 0 | #NAME? | 0 | #NAME? | 0 | 0 | 0 | 0 | #NAME? | 3.9163 | 0 | 0 | 0 | #NAME? | #NAME? | 6070.3418 | 0 | #NAME? | #NAME? | 0.5226 | #NAME? | 9547.0731 | 4.4266 | 42261.25 |  |  |  |  | 3592.9845 | 855.4725 | 855.4725 |  | 2874.3876 | 684.378 | 684.378 |  | 9547.0731 |  | 22276.5039 | 585769.2101 |  | 64.9744 | 1447401.4776 | #NAME? | #NAME? | #NAME? | #NAME? | #NAME? | 0 | #NAME? | 2021Q3 | #NAME? | #NAME? | #NAME? | 0 | #DIV/0! | 18729.8939 | 4.8798 | 3.8409
2021Q3 | 2021 | 2021-08-01 | 2021 | 8 | #NAME? | 2021-08-01 | 2021-08-31 | 7.15% | 0.21673 |  |  | 0 | 0 | 0 | 0 | 0 | 0 | 0 | 0 | 0 | 0 | 0 | 0 | 0% | 0% | 0% | 0% | 0% | 0% | 0% | 0% | 0% | 0% | 0% | 0% | 0% | 0% | 0% | 0% | 0% | 0% | 0% | 0% | 0% | 0% | 0% | 0% | 0 | 22 | 4 | 5 | 0 | 31 | 1.5% | 15602.4 | 2836.8 | 3546 |  | 1 | 1 | 1 | 1 | 3120.48 | 567.36 | 709.2 |  | 1 | 1 | 1 | 1 | 21985.2 | 21985.2 | 4397.04 | 4397.04 | 21.629 | 0 | 0 | 0 | 0 | 0 | 0 | 0 | 0 | 0 | 0 | 0 | 0 | 0 | 0 | 0 | 0 | 0 | 0 | 0% | 0% | 0% | 0% | 0% | 0% | 0% | 0% | 7802.1053 | 0 | 0 | 0 | 0 | 0 | 0 | 0% | 0 | 0 | 0 | 0 | 0 | 0 | 0% | 0% | 0% | 0% | 0% | 0% | 0 | 0 | 0 | 0 | 0 | 0 | 0 | 0 | 0 | 0 | 0 | 0 | 0 | 0 | 0 | 0 | 0 | 0 | 0 | 0 | 0 | 0 | 0 | 0 | 0 | 0 | 0 | 0 | 0 | 0 |  | 0 |  | No | 45 | 11701.8 | 0 | 2127.6 | 0 | 2659.5 | 0 | 0 | 44.8252 | 39.178 | 739119.0598 | 94.2725 | 44.9933 | 1578122.0773 | 2317241.1371 | 11701.8 | 0 | 2127.6 | 0 | 2659.5 | 0 | 0 | 0 | 0 | 0 | 0 | 205837.014 | 4.0641 | 0 | 0 | 0 | 205837.014 | 847273.9785 | 6299.4127 | 0 | 853573.3912 | 26035.9731 | 0.52274 | 0 | 9547.0731 | 4.4266 | 42261.25 |  |  |  |  | 3764.079 | 684.378 | 855.4725 |  | 3011.2632 | 547.5024 | 684.378 |  | 9547.0731 |  | 22276.5039 | 712352.8646 |  | 78.5622 | 1750090.5389 | 0 | 0 | 0 | 0 | 0 | 0 | 0 | 2021Q4 | #NAME? | #NAME? | #NAME? | 0 | #DIV/0! | 21242.1275 | 5.4592 | 4.1572
2021Q3 | 2021 | 2021-09-01 | 2021 | 9 | #NAME? | 2021-09-01 | 2021-09-30 | 7.15% | 0.21549 |  |  | 0 | 0 | 0 | 0 | 0 | 0 | 0 | 0 | 0 | 0 | 0 | 0 | 0% | 0% | 0% | 0% | 0% | 0% | 0% | 0% | 0% | 0% | 0% | 0% | 0% | 0% | 0% | 0% | 0% | 0% | 0% | 0% | 0% | 0% | 0% | 0% | 0 | #NAME? | #NAME? | #NAME? | 1 | 30 | 1.5% | 14893.2 | 2836.8 | 3546 |  | 1 | 1 | 1 | 1 | 2978.64 | 567.36 | 709.2 |  | 1 | 1 | 1 | 1 | 21276 | 21276 | 4255.2 | 4255.2 | 21.7139 | 0 | 0 | 0 | 0 | 0 | 0 | 0 | 0 | 0 | 0 | 0 | 0 | 0 | 0 | 0 | 0 | 0 | 0 | 0% | 0% | 0% | 0% | 0% | 0% | 0% | 0% | 7804.1362 | 0 | 0 | 0 | 0 | 0 | 0 | 0% | 0 | 0 | 0 | 0 | 0 | 0 | 0% | 0% | 0% | 0% | 0% | 0% | 0 | 0 | 0 | 0 | 0 | 0 | 0 | 0 | 0 | 0 | 0 | 0 | 0 | 0 | 0 | 0 | 0 | 0 | 0 | 0 | 0 | 0 | 0 | 0 | 0 | 0 | 0 | 0 | 0 | 0 |  | 0 |  | No | 45 | #NAME? | 0 | #NAME? | 0 | #NAME? | 0 | #NAME? | 44.8252 | 39.178 | #NAME? | 94.2725 | 44.9933 | #NAME? | #NAME? | #NAME? | 0 | #NAME? | 0 | #NAME? | 0 | #NAME? | 0 | 0 | 0 | 0 | #NAME? | 4.2401 | 0 | 0 | 0 | #NAME? | #NAME? | 6360.1394 | 0 | #NAME? | #NAME? | 0.52288 | #NAME? | 9239.103 | 4.4266 | 40897.9839 |  |  |  |  | 3592.9845 | 684.378 | 855.4725 |  | 2874.3876 | 547.5024 | 684.378 |  | 9239.103 |  | 21557.907 | 621771.8021 |  | 69.8513 | 1505846.8203 | #NAME? | #NAME? | #NAME? | #NAME? | #NAME? | 0 | #NAME?
2021Q4 | 2021 | 2021-10-01 | 2021 | 10 | #NAME? | 2021-10-01 | 2021-10-31 | 7.15% | 0.2142 |  |  | 0 | 0 | 0 | 0 | 0 | 0 | 0 | 0 | 0 | 0 | 0 | 0 | 0% | 0% | 0% | 0% | 0% | 0% | 0% | 0% | 0% | 0% | 0% | 0% | 0% | 0% | 0% | 0% | 0% | 0% | 0% | 0% | 0% | 0% | 0% | 0% | 0 | 21 | 5 | 5 | 0 | 31 | 1.5% | 14893.2 | 3546 | 3546 |  | 1 | 1 | 1 | 1 | 2978.64 | 709.2 | 709.2 |  | 1 | 1 | 1 | 1 | 21985.2 | 21985.2 | 4397.04 | 4397.04 | 21.796 | 0 | 0 | 0 | 0 | 0 | 0 | 0 | 0 | 0 | 0 | 0 | 0 | 0 | 0 | 0 | 0 | 0 | 0 | 0% | 0% | 0% | 0% | 0% | 0% | 0% | 0% | 7806.1672 | 0 | 0 | 0 | 0 | 0 | 0 | 0% | 0 | 0 | 0 | 0 | 0 | 0 | 0% | 0% | 0% | 0% | 0% | 0% | 0 | 0 | 0 | 0 | 0 | 0 | 0 | 0 | 0 | 0 | 0 | 0 | 0 | 0 | 0 | 0 | 0 | 0 | 0 | 0 | 0 | 0 | 0 | 0 | 0 | 0 | 0 | 0 | 0 | 0 |  | 0 |  | No | 45 | 9308.25 | 2792.475 | 2216.25 | 664.875 | 2216.25 | 664.875 | 0 | 44.8252 | 39.178 | 800712.3148 | 94.2725 | 44.9933 | 815953.9195 | 1616666.2342 | 9308.25 | 2792.475 | 2216.25 | 664.875 | 2216.25 | 664.875 | 0 | 0 | 0 | 0 | 0 | 238122.9541 | 4.4285 | 0 | 0 | 0 | 238122.9541 | 1066938.5095 | 6864.2063 | 0 | 1073802.7158 | 30062.0129 | 0.52301 | 0 | 12199.0379 | 4.4266 | 54000.4861 |  |  |  |  | 5389.4768 | 1283.2088 | 1283.2088 |  | 2874.3876 | 684.378 | 684.378 |  | 12199.0379 |  | 20950.5215 | 737387.7419 |  | 59.4903 | 1246353.6005 | 0 | 0 | 0 | 0 | 0 | 0 | 0
2021Q4 | 2021 | 2021-11-01 | 2021 | 11 | #NAME? | 2021-11-01 | 2021-11-30 | 7.15% | 0.21297 |  |  | 0 | 0 | 0 | 0 | 0 | 0 | 0 | 0 | 0 | 0 | 0 | 0 | 0% | 0% | 0% | 0% | 0% | 0% | 0% | 0% | 0% | 0% | 0% | 0% | 0% | 0% | 0% | 0% | 0% | 0% | 0% | 0% | 0% | 0% | 0% | 0% | 0 | #NAME? | #NAME? | #NAME? | 1 | 30 | 1.5% | 14893.2 | 2836.8 | 3546 |  | 1 | 1 | 1 | 1 | 2978.64 | 567.36 | 709.2 |  | 1 | 1 | 1 | 1 | 21276 | 21276 | 4255.2 | 4255.2 | 21.8809 | 0 | 0 | 0 | 0 | 0 | 0 | 0 | 0 | 0 | 0 | 0 | 0 | 0 | 0 | 0 | 0 | 0 | 0 | 0% | 0% | 0% | 0% | 0% | 0% | 0% | 0% | 7808.1982 | 0 | 0 | 0 | 0 | 0 | 0 | 0% | 0 | 0 | 0 | 0 | 0 | 0 | 0% | 0% | 0% | 0% | 0% | 0% | 0 | 0 | 0 | 0 | 0 | 0 | 0 | 0 | 0 | 0 | 0 | 0 | 0 | 0 | 0 | 0 | 0 | 0 | 0 | 0 | 0 | 0 | 0 | 0 | 0 | 0 | 0 | 0 | 0 | 0 |  | 0 |  | No | 45 | #NAME? | #NAME? | #NAME? | #NAME? | #NAME? | #NAME? | #NAME? | 44.8252 | 39.178 | #NAME? | 94.2725 | 44.9933 | #NAME? | #NAME? | #NAME? | #NAME? | #NAME? | #NAME? | #NAME? | #NAME? | #NAME? | 0 | 0 | 0 | 0 | #NAME? | 4.6143 | 0 | 0 | 0 | #NAME? | #NAME? | 6921.4924 | 0 | #NAME? | #NAME? | 0.52315 | #NAME? | 11805.5205 | 4.4266 | 52258.535 |  |  |  |  | 5389.4768 | 1026.567 | 1283.2088 |  | 2874.3876 | 547.5024 | 684.378 |  | 11805.5205 |  | 20274.6983 | 726216.6545 |  | 61.1529 | 1239856.2312 | #NAME? | #NAME? | #NAME? | #NAME? | #NAME? | 0 | #NAME?
2021Q4 | 2021 | 2021-12-01 | 2021 | 12 | #NAME? | 2021-12-01 | 2021-12-31 | 7.15% | 0.21171 |  |  | 0 | 0 | 0 | 0 | 0 | 0 | 0 | 0 | 0 | 0 | 0 | 0 | 0% | 0% | 0% | 0% | 0% | 0% | 0% | 0% | 0% | 0% | 0% | 0% | 0% | 0% | 0% | 0% | 0% | 0% | 0% | 0% | 0% | 0% | 0% | 0% | 0 | #NAME? | #NAME? | #NAME? | 1 | 31 | 1.5% | 16311.6 | 2127.6 | 3546 |  | 1 | 1 | 1 | 1 | 3262.32 | 425.52 | 709.2 |  | 1 | 1 | 1 | 1 | 21985.2 | 21985.2 | 4397.04 | 4397.04 | 21.963 | 0 | 0 | 0 | 0 | 0 | 0 | 0 | 0 | 0 | 0 | 0 | 0 | 0 | 0 | 0 | 0 | 0 | 0 | 0% | 0% | 0% | 0% | 0% | 0% | 0% | 0% | 7810.2291 | 0 | 0 | 0 | 0 | 0 | 0 | 0% | 0 | 0 | 0 | 0 | 0 | 0 | 0% | 0% | 0% | 0% | 0% | 0% | 0 | 0 | 0 | 0 | 0 | 0 | 0 | 0 | 0 | 0 | 0 | 0 | 0 | 0 | 0 | 0 | 0 | 0 | 0 | 0 | 0 | 0 | 0 | 0 | 0 | 0 | 0 | 0 | 0 | 0 |  | 0 |  | No | 45 | #NAME? | #NAME? | #NAME? | #NAME? | #NAME? | #NAME? | #NAME? | 44.8252 | 39.178 | #NAME? | 94.2725 | 44.9933 | #NAME? | #NAME? | #NAME? | #NAME? | #NAME? | #NAME? | #NAME? | #NAME? | #NAME? | 0 | 0 | 0 | 0 | #NAME? | 4.8106 | 0 | 0 | 0 | #NAME? | #NAME? | 7456.4288 | 0 | #NAME? | #NAME? | 0.52329 | #NAME? | 12199.0379 | 4.4266 | 54000.4861 |  |  |  |  | 5902.7603 | 769.9252 | 1283.2088 |  | 3148.1388 | 410.6268 | 684.378 |  | 12199.0379 |  | 20950.5215 | 775696.5495 |  | 63.1764 | 1323578.309 | #NAME? | #NAME? | #NAME? | #NAME? | #NAME? | 0 | #NAME?
2022Q1 | 2022 | 2022-01-01 | 2022 | 1 | #NAME? | 2022-01-01 | 2022-01-31 | 7.15% | 0.21045 |  |  | 0 | 0 | 0 | 0 | 0 | 0 | 0 | 0 | 0 | 0 | 0 | 0 | 0% | 0% | 0% | 0% | 0% | 0% | 0% | 0% | 0% | 0% | 0% | 0% | 0% | 0% | 0% | 0% | 0% | 0% | 0% | 0% | 0% | 0% | 0% | 0% | 0 | #NAME? | #NAME? | #NAME? | 1 | 31 | 1.5% | 14893.2 | 2836.8 | 4255.2 |  | 1 | 1 | 1 | 1 | 2978.64 | 567.36 | 851.04 |  | 1 | 1 | 1 | 1 | 21985.2 | 21985.2 | 4397.04 | 4397.04 | 22.0479 | 0 | 0 | 0 | 0 | 0 | 0 | 0 | 0 | 0 | 0 | 0 | 0 | 0 | 0 | 0 | 0 | 0 | 0 | 0% | 0% | 0% | 0% | 0% | 0% | 0% | 0% | 7812.2601 | 0 | 0 | 0 | 0 | 0 | 0 | 0% | 0 | 0 | 0 | 0 | 0 | 0 | 0% | 0% | 0% | 0% | 0% | 0% | 0 | 0 | 0 | 0 | 0 | 0 | 0 | 0 | 0 | 0 | 0 | 0 | 0 | 0 | 0 | 0 | 0 | 0 | 0 | 0 | 0 | 0 | 0 | 0 | 0 | 0 | 0 | 0 | 0 | 0 |  | 0 |  | No | 45 | #NAME? | #NAME? | #NAME? | #NAME? | #NAME? | #NAME? | #NAME? | 44.8252 | 39.178 | #NAME? | 94.2725 | 44.9933 | #NAME? | #NAME? | #NAME? | #NAME? | #NAME? | #NAME? | #NAME? | #NAME? | #NAME? | 0 | 0 | 0 | 0 | #NAME? | 4.851 | 0 | 0 | 0 | #NAME? | #NAME? | 7519.05 | 0 | #NAME? | #NAME? | 0.52342 | #NAME? | 0 | 4.5594 | 0 |  |  |  |  | 0 | 0 | 0 |  | 0 | 0 | 0 |  | 0 |  | 0 | 0 |  | 0 | 0 | #NAME? | #NAME? | #NAME? | #NAME? | #NAME? | 0 | #NAME?
2022Q1 | 2022 | 2022-02-01 | 2022 | 2 | #NAME? | 2022-02-01 | 2022-02-28 | 7.15% | 0.20932 |  |  | 0 | 0 | 0 | 0 | 0 | 0 | 0 | 0 | 0 | 0 | 0 | 0 | 0% | 0% | 0% | 0% | 0% | 0% | 0% | 0% | 0% | 0% | 0% | 0% | 0% | 0% | 0% | 0% | 0% | 0% | 0% | 0% | 0% | 0% | 0% | 0% | 0 | 20 | 4 | 4 | 0 | 28 | 1.5% | 14184 | 2836.8 | 2836.8 |  | 1 | 1 | 1 | 1 | 2836.8 | 567.36 | 567.36 |  | 1 | 1 | 1 | 1 | 19857.6 | 19857.6 | 3971.52 | 3971.52 | 22.1328 | 0 | 0 | 0 | 0 | 0 | 0 | 0 | 0 | 0 | 0 | 0 | 0 | 0 | 0 | 0 | 0 | 0 | 0 | 0% | 0% | 0% | 0% | 0% | 0% | 0% | 0% | 7814.291 | 0 | 0 | 0 | 0 | 0 | 0 | 0% | 0 | 0 | 0 | 0 | 0 | 0 | 0% | 0% | 0% | 0% | 0% | 0% | 0 | 0 | 0 | 0 | 0 | 0 | 0 | 0 | 0 | 0 | 0 | 0 | 0 | 0 | 0 | 0 | 0 | 0 | 0 | 0 | 0 | 0 | 0 | 0 | 0 | 0 | 0 | 0 | 0 | 0 |  | 0 |  | No | 45 | 8865 | 2659.5 | 1773 | 531.9 | 1773 | 531.9 | 0 | 44.8252 | 39.178 | 723224.0262 | 94.2725 | 44.9933 | 736990.6369 | 1460214.6632 | 8865 | 2659.5 | 1773 | 531.9 | 1773 | 531.9 | 0 | 0 | 0 | 0 | 0 | 126078.1159 | 4.8 | 0 | 0 | 0 | 126078.1159 | 611743.6263 | 6720 | 0 | 618463.6263 | 16134.3 | 0.52356 | 0 | 0 | 4.5594 | 0 |  |  |  |  | 0 | 0 | 0 |  | 0 | 0 | 0 |  | 0 |  | 0 | 0 |  | 0 | 0 | 0 | 0 | 0 | 0 | 0 | 0 | 0
2022Q1 | 2022 | 2022-03-01 | 2022 | 3 | #NAME? | 2022-03-01 | 2022-03-31 | 7.15% | 0.20807 |  |  | 0 | 0 | 0 | 0 | 0 | 0 | 0 | 0 | 0 | 0 | 0 | 0 | 0% | 0% | 0% | 0% | 0% | 0% | 0% | 0% | 0% | 0% | 0% | 0% | 0% | 0% | 0% | 0% | 0% | 0% | 0% | 0% | 0% | 0% | 0% | 0% | 0 | 23 | 4 | 4 | 0 | 31 | 1.5% | 16311.6 | 2836.8 | 2836.8 |  | 1 | 1 | 1 | 1 | 3262.32 | 567.36 | 567.36 |  | 1 | 1 | 1 | 1 | 21985.2 | 21985.2 | 4397.04 | 4397.04 | 22.2094 | 0 | 0 | 0 | 0 | 0 | 0 | 0 | 0 | 0 | 0 | 0 | 0 | 0 | 0 | 0 | 0 | 0 | 0 | 0% | 0% | 0% | 0% | 0% | 0% | 0% | 0% | 7816.322 | 0 | 0 | 0 | 0 | 0 | 0 | 0% | 0 | 0 | 0 | 0 | 0 | 0 | 0% | 0% | 0% | 0% | 0% | 0% | 0 | 0 | 0 | 0 | 0 | 0 | 0 | 0 | 0 | 0 | 0 | 0 | 0 | 0 | 0 | 0 | 0 | 0 | 0 | 0 | 0 | 0 | 0 | 0 | 0 | 0 | 0 | 0 | 0 | 0 |  | 0 |  | No | 45 | 10194.75 | 3058.425 | 1773 | 531.9 | 1773 | 531.9 | 0 | 44.8252 | 39.178 | 800712.3148 | 94.2725 | 44.9933 | 815953.9195 | 1616666.2342 | 10194.75 | 3058.425 | 1773 | 531.9 | 1773 | 531.9 | 0 | 0 | 0 | 0 | 0 | 139622.7645 | 4.699 | 0 | 0 | 0 | 139622.7645 | 663361.7163 | 7283.45 | 0 | 670645.1663 | 17862.975 | 0.52369 | 0 | 0 | 4.5594 | 0 |  |  |  |  | 0 | 0 | 0 |  | 0 | 0 | 0 |  | 0 |  | 0 | 0 |  | 0 | 0 | 0 | 0 | 0 | 0 | 0 | 0 | 0
2022Q2 | 2022 | 2022-04-01 | 2022 | 4 | #NAME? | 2022-04-01 | 2022-04-30 | 7.15% | 0.20688 |  |  | 0 | 0 | 0 | 0 | 0 | 0 | 0 | 0 | 0 | 0 | 0 | 0 | 0% | 0% | 0% | 0% | 0% | 0% | 0% | 0% | 0% | 0% | 0% | 0% | 0% | 0% | 0% | 0% | 0% | 0% | 0% | 0% | 0% | 0% | 0% | 0% | 0 | 21 | 5 | 4 | 0 | 30 | 1.5% | 14893.2 | 3546 | 2836.8 |  | 1 | 1 | 1 | 1 | 2978.64 | 709.2 | 567.36 |  | 1 | 1 | 1 | 1 | 21276 | 21276 | 4255.2 | 4255.2 | 22.2943 | 0 | 0 | 0 | 0 | 0 | 0 | 0 | 0 | 0 | 0 | 0 | 0 | 0 | 0 | 0 | 0 | 0 | 0 | 0% | 0% | 0% | 0% | 0% | 0% | 0% | 0% | 7818.353 | 0 | 0 | 0 | 0 | 0 | 0 | 0% | 0 | 0 | 0 | 0 | 0 | 0 | 0% | 0% | 0% | 0% | 0% | 0% | 0 | 0 | 0 | 0 | 0 | 0 | 0 | 0 | 0 | 0 | 0 | 0 | 0 | 0 | 0 | 0 | 0 | 0 | 0 | 0 | 0 | 0 | 0 | 0 | 0 | 0 | 0 | 0 | 0 | 0 |  | 0 |  | No | 45 | 9308.25 | 2792.475 | 2216.25 | 664.875 | 1773 | 531.9 | 0 | 44.8252 | 39.178 | 774882.8853 | 94.2725 | 44.9933 | 789632.8253 | 1564515.7106 | 9308.25 | 2792.475 | 2216.25 | 664.875 | 1773 | 531.9 | 0 | 0 | 0 | 0 | 0 | 135153.913 | 4.601 | 0 | 0 | 0 | 135153.913 | 628884.6727 | 6901.5 | 0 | 635786.1727 | 17286.75 | 0.52383 | 0 | 0 | 4.5594 | 0 |  |  |  |  | 0 | 0 | 0 |  | 0 | 0 | 0 |  | 0 |  | 0 | 0 |  | 0 | 0 | 0 | 0 | 0 | 0 | 0 | 0 | 0
2022Q2 | 2022 | 2022-05-01 | 2022 | 5 | #NAME? | 2022-05-01 | 2022-05-31 | 7.15% | 0.20565 |  |  | 0 | 0 | 0 | 0 | 0 | 0 | 0 | 0 | 0 | 0 | 0 | 0 | 0% | 0% | 0% | 0% | 0% | 0% | 0% | 0% | 0% | 0% | 0% | 0% | 0% | 0% | 0% | 0% | 0% | 0% | 0% | 0% | 0% | 0% | 0% | 0% | 0 | #NAME? | #NAME? | #NAME? | 1 | 31 | 1.5% | 14893.2 | 2836.8 | 4255.2 |  | 1 | 1 | 1 | 1 | 2978.64 | 567.36 | 851.04 |  | 1 | 1 | 1 | 1 | 21985.2 | 21985.2 | 4397.04 | 4397.04 | 22.3765 | 0 | 0 | 0 | 0 | 0 | 0 | 0 | 0 | 0 | 0 | 0 | 0 | 0 | 0 | 0 | 0 | 0 | 0 | 0% | 0% | 0% | 0% | 0% | 0% | 0% | 0% | 7820.3839 | 0 | 0 | 0 | 0 | 0 | 0 | 0% | 0 | 0 | 0 | 0 | 0 | 0 | 0% | 0% | 0% | 0% | 0% | 0% | 0 | 0 | 0 | 0 | 0 | 0 | 0 | 0 | 0 | 0 | 0 | 0 | 0 | 0 | 0 | 0 | 0 | 0 | 0 | 0 | 0 | 0 | 0 | 0 | 0 | 0 | 0 | 0 | 0 | 0 |  | 0 |  | No | 45 | #NAME? | 0 | #NAME? | 0 | #NAME? | 0 | #NAME? | 45.9011 | 40.1182 | #NAME? | 96.5351 | 46.0732 | #NAME? | #NAME? | #NAME? | 0 | #NAME? | 0 | #NAME? | 0 | #NAME? | 0 | 0 | 0 | 0 | #NAME? | 4.592 | 0 | 0 | 0 | #NAME? | #NAME? | 7117.6 | 0 | #NAME? | #NAME? | 0.52397 | #NAME? | 0 | 4.5594 | 0 |  |  |  |  | 0 | 0 | 0 |  | 0 | 0 | 0 |  | 0 |  | 0 | 0 |  | 0 | 0 | #NAME? | #NAME? | #NAME? | #NAME? | #NAME? | 0 | #NAME?
2022Q2 | 2022 | 2022-06-01 | 2022 | 6 | #NAME? | 2022-06-01 | 2022-06-30 | 7.15% | 0.20446 |  |  | 0 | 0 | 0 | 0 | 0 | 0 | 0 | 0 | 0 | 0 | 0 | 0 | 0% | 0% | 0% | 0% | 0% | 0% | 0% | 0% | 0% | 0% | 0% | 0% | 0% | 0% | 0% | 0% | 0% | 0% | 0% | 0% | 0% | 0% | 0% | 0% | 0 | 22 | 4 | 4 | 0 | 30 | 1.5% | 15602.4 | 2836.8 | 2836.8 |  | 1 | 1 | 1 | 1 | 3120.48 | 567.36 | 567.36 |  | 1 | 1 | 1 | 1 | 21276 | 21276 | 4255.2 | 4255.2 | 22.4613 | 0 | 0 | 0 | 0 | 0 | 0 | 0 | 0 | 0 | 0 | 0 | 0 | 0 | 0 | 0 | 0 | 0 | 0 | 0% | 0% | 0% | 0% | 0% | 0% | 0% | 0% | 7822.4149 | 0 | 0 | 0 | 0 | 0 | 0 | 0% | 0 | 0 | 0 | 0 | 0 | 0 | 0% | 0% | 0% | 0% | 0% | 0% | 0 | 0 | 0 | 0 | 0 | 0 | 0 | 0 | 0 | 0 | 0 | 0 | 0 | 0 | 0 | 0 | 0 | 0 | 0 | 0 | 0 | 0 | 0 | 0 | 0 | 0 | 0 | 0 | 0 | 0 |  | 0 |  | No | 45 | 11701.8 | 0 | 2127.6 | 0 | 2127.6 | 0 | 0 | 45.9011 | 40.1182 | 732443.1457 | 96.5351 | 46.0732 | 1563868.0714 | 2296311.2171 | 11701.8 | 0 | 2127.6 | 0 | 2127.6 | 0 | 0 | 0 | 0 | 0 | 0 | 124822.2742 | 4.591 | 0 | 0 | 0 | 124822.2742 | 579562.3015 | 6886.5 | 0 | 586448.8015 | 15957 | 0.5241 | 0 | 0 | 4.5594 | 0 |  |  |  |  | 0 | 0 | 0 |  | 0 | 0 | 0 |  | 0 |  | 0 | 0 |  | 0 | 0 | 0 | 0 | 0 | 0 | 0 | 0 | 0
2022Q3 | 2022 | 2022-07-01 | 2022 | 7 | #NAME? | 2022-07-01 | 2022-07-31 | 7.15% | 0.20325 |  |  | 0 | 0 | 0 | 0 | 0 | 0 | 0 | 0 | 0 | 0 | 0 | 0 | 0% | 0% | 0% | 0% | 0% | 0% | 0% | 0% | 0% | 0% | 0% | 0% | 0% | 0% | 0% | 0% | 0% | 0% | 0% | 0% | 0% | 0% | 0% | 0% | 0 | #NAME? | #NAME? | #NAME? | 1 | 31 | 1.5% | 14184 | 3546 | 4255.2 |  | 1 | 1 | 1 | 1 | 2836.8 | 709.2 | 851.04 |  | 1 | 1 | 1 | 1 | 21985.2 | 21985.2 | 4397.04 | 4397.04 | 22.5435 | 0 | 0 | 0 | 0 | 0 | 0 | 0 | 0 | 0 | 0 | 0 | 0 | 0 | 0 | 0 | 0 | 0 | 0 | 0% | 0% | 0% | 0% | 0% | 0% | 0% | 0% | 7824.4458 | 0 | 0 | 0 | 0 | 0 | 0 | 0% | 0 | 0 | 0 | 0 | 0 | 0 | 0% | 0% | 0% | 0% | 0% | 0% | 0 | 0 | 0 | 0 | 0 | 0 | 0 | 0 | 0 | 0 | 0 | 0 | 0 | 0 | 0 | 0 | 0 | 0 | 0 | 0 | 0 | 0 | 0 | 0 | 0 | 0 | 0 | 0 | 0 | 0 |  | 0 |  | No | 45 | #NAME? | 0 | #NAME? | 0 | #NAME? | 0 | #NAME? | 45.9011 | 40.1182 | #NAME? | 96.5351 | 46.0732 | #NAME? | #NAME? | #NAME? | 0 | #NAME? | 0 | #NAME? | 0 | #NAME? | 0 | 0 | 0 | 0 | #NAME? | 4.656 | 0 | 0 | 0 | #NAME? | #NAME? | 7216.8 | 0 | #NAME? | #NAME? | 0.52424 | #NAME? | 0 | 4.5594 | 0 |  |  |  |  | 0 | 0 | 0 |  | 0 | 0 | 0 |  | 0 |  | 0 | 0 |  | 0 | 0 | #NAME? | #NAME? | #NAME? | #NAME? | #NAME? | 0 | #NAME?
2022Q3 | 2022 | 2022-08-01 | 2022 | 8 | #NAME? | 2022-08-01 | 2022-08-31 | 7.15% | 0.20204 |  |  | 0 | 0 | 0 | 0 | 0 | 0 | 0 | 0 | 0 | 0 | 0 | 0 | 0% | 0% | 0% | 0% | 0% | 0% | 0% | 0% | 0% | 0% | 0% | 0% | 0% | 0% | 0% | 0% | 0% | 0% | 0% | 0% | 0% | 0% | 0% | 0% | 0 | 23 | 4 | 4 | 0 | 31 | 1.5% | 16311.6 | 2836.8 | 2836.8 |  | 1 | 1 | 1 | 1 | 3262.32 | 567.36 | 567.36 |  | 1 | 1 | 1 | 1 | 21985.2 | 21985.2 | 4397.04 | 4397.04 | 22.6283 | 0 | 0 | 0 | 0 | 0 | 0 | 0 | 0 | 0 | 0 | 0 | 0 | 0 | 0 | 0 | 0 | 0 | 0 | 0% | 0% | 0% | 0% | 0% | 0% | 0% | 0% | 7826.4768 | 0 | 0 | 0 | 0 | 0 | 0 | 0% | 0 | 0 | 0 | 0 | 0 | 0 | 0% | 0% | 0% | 0% | 0% | 0% | 0 | 0 | 0 | 0 | 0 | 0 | 0 | 0 | 0 | 0 | 0 | 0 | 0 | 0 | 0 | 0 | 0 | 0 | 0 | 0 | 0 | 0 | 0 | 0 | 0 | 0 | 0 | 0 | 0 | 0 |  | 0 |  | No | 45 | 12233.7 | 0 | 2127.6 | 0 | 2127.6 | 0 | 0 | 45.9011 | 40.1182 | 756857.9172 | 96.5351 | 46.0732 | 1615997.0071 | 2372854.9244 | 12233.7 | 0 | 2127.6 | 0 | 2127.6 | 0 | 0 | 0 | 0 | 0 | 0 | 163463.3249 | 4.651 | 0 | 0 | 0 | 163463.3249 | 768784.3631 | 7209.05 | 0 | 775993.4131 | 20732.0436 | 0.52437 | 0 | 4243.1436 | 4.5594 | 19346.2611 |  |  |  |  | 0 | 0 | 0 |  | 3148.1388 | 547.5024 | 547.5024 |  | 4243.1436 |  | 16972.5744 | 228095.892 |  | 53.7563 | 912383.568 | 0 | 0 | 0 | 0 | 0 | 0 | 0
2022Q3 | 2022 | 2022-09-01 | 2022 | 9 | #NAME? | 2022-09-01 | 2022-09-30 | 7.15% | 0.20088 |  |  | 0 | 0 | 0 | 0 | 0 | 0 | 0 | 0 | 0 | 0 | 0 | 0 | 0% | 0% | 0% | 0% | 0% | 0% | 0% | 0% | 0% | 0% | 0% | 0% | 0% | 0% | 0% | 0% | 0% | 0% | 0% | 0% | 0% | 0% | 0% | 0% | 0 | #NAME? | #NAME? | #NAME? | 1 | 30 | 1.5% | 14893.2 | 2836.8 | 3546 |  | 1 | 1 | 1 | 1 | 2978.64 | 567.36 | 709.2 |  | 1 | 1 | 1 | 1 | 21276 | 21276 | 4255.2 | 4255.2 | 22.7132 | 0 | 0 | 0 | 0 | 0 | 0 | 0 | 0 | 0 | 0 | 0 | 0 | 0 | 0 | 0 | 0 | 0 | 0 | 0% | 0% | 0% | 0% | 0% | 0% | 0% | 0% | 7828.5078 | 0 | 0 | 0 | 0 | 0 | 0 | 0% | 0 | 0 | 0 | 0 | 0 | 0 | 0% | 0% | 0% | 0% | 0% | 0% | 0 | 0 | 0 | 0 | 0 | 0 | 0 | 0 | 0 | 0 | 0 | 0 | 0 | 0 | 0 | 0 | 0 | 0 | 0 | 0 | 0 | 0 | 0 | 0 | 0 | 0 | 0 | 0 | 0 | 0 |  | 0 |  | No | 45 | #NAME? | 0 | #NAME? | 0 | #NAME? | 0 | #NAME? | 45.9011 | 40.1182 | #NAME? | 96.5351 | 46.0732 | #NAME? | #NAME? | #NAME? | 0 | #NAME? | 0 | #NAME? | 0 | #NAME? | 0 | 0 | 0 | 0 | #NAME? | 4.622 | 0 | 0 | 0 | #NAME? | #NAME? | 6933 | 0 | #NAME? | #NAME? | 0.52451 | #NAME? | 9239.103 | 4.5594 | 42124.9234 |  |  |  |  | 3592.9845 | 684.378 | 855.4725 |  | 2874.3876 | 547.5024 | 684.378 |  | 9239.103 |  | 21557.907 | 615264.6134 |  | 69.1202 | 1490087.2934 | #NAME? | #NAME? | #NAME? | #NAME? | #NAME? | 0 | #NAME?
2022Q4 | 2022 | 2022-10-01 | 2022 | 10 | #NAME? | 2022-10-01 | 2022-10-31 | 7.15% | 0.19968 |  |  | 0 | 0 | 0 | 0 | 0 | 0 | 0 | 0 | 0 | 0 | 0 | 0 | 0% | 0% | 0% | 0% | 0% | 0% | 0% | 0% | 0% | 0% | 0% | 0% | 0% | 0% | 0% | 0% | 0% | 0% | 0% | 0% | 0% | 0% | 0% | 0% | 0 | 21 | 5 | 5 | 0 | 31 | 1.5% | 14893.2 | 3546 | 3546 |  | 1 | 1 | 1 | 1 | 2978.64 | 709.2 | 709.2 |  | 1 | 1 | 1 | 1 | 21985.2 | 21985.2 | 4397.04 | 4397.04 | 22.7953 | 0 | 0 | 0 | 0 | 0 | 0 | 0 | 0 | 0 | 0 | 0 | 0 | 0 | 0 | 0 | 0 | 0 | 0 | 0% | 0% | 0% | 0% | 0% | 0% | 0% | 0% | 7830.5387 | 0 | 0 | 0 | 0 | 0 | 0 | 0% | 0 | 0 | 0 | 0 | 0 | 0 | 0% | 0% | 0% | 0% | 0% | 0% | 0 | 0 | 0 | 0 | 0 | 0 | 0 | 0 | 0 | 0 | 0 | 0 | 0 | 0 | 0 | 0 | 0 | 0 | 0 | 0 | 0 | 0 | 0 | 0 | 0 | 0 | 0 | 0 | 0 | 0 |  | 0 |  | No | 45 | 9308.25 | 2792.475 | 2216.25 | 664.875 | 2216.25 | 664.875 | 0 | 45.9011 | 40.1182 | 819929.4103 | 96.5351 | 46.0732 | 835536.8135 | 1655466.2239 | 9308.25 | 2792.475 | 2216.25 | 664.875 | 2216.25 | 664.875 | 0 | 0 | 0 | 0 | 0 | 238866.3943 | 4.621 | 0 | 0 | 0 | 238866.3943 | 1116246.5473 | 7162.55 | 0 | 1123409.0973 | 30062.0129 | 0.52465 | 0 | 12199.0379 | 4.5594 | 55620.5007 |  |  |  |  | 5389.4768 | 1283.2088 | 1283.2088 |  | 2874.3876 | 684.378 | 684.378 |  | 12199.0379 |  | 14320.6097 | 618621.2595 |  | 50.7107 | 726207.5655 | 0 | 0 | 0 | 0 | 0 | 0 | 0
2022Q4 | 2022 | 2022-11-01 | 2022 | 11 | #NAME? | 2022-11-01 | 2022-11-30 | 7.15% | 0.19853 |  |  | 0 | 0 | 0 | 0 | 0 | 0 | 0 | 0 | 0 | 0 | 0 | 0 | 0% | 0% | 0% | 0% | 0% | 0% | 0% | 0% | 0% | 0% | 0% | 0% | 0% | 0% | 0% | 0% | 0% | 0% | 0% | 0% | 0% | 0% | 0% | 0% | 0 | #NAME? | #NAME? | #NAME? | 1 | 30 | 1.5% | 14893.2 | 2836.8 | 3546 |  | 1 | 1 | 1 | 1 | 2978.64 | 567.36 | 709.2 |  | 1 | 1 | 1 | 1 | 21276 | 21276 | 4255.2 | 4255.2 | 22.8802 | 0 | 0 | 0 | 0 | 0 | 0 | 0 | 0 | 0 | 0 | 0 | 0 | 0 | 0 | 0 | 0 | 0 | 0 | 0% | 0% | 0% | 0% | 0% | 0% | 0% | 0% | 7832.5697 | 0 | 0 | 0 | 0 | 0 | 0 | 0% | 0 | 0 | 0 | 0 | 0 | 0 | 0% | 0% | 0% | 0% | 0% | 0% | 0 | 0 | 0 | 0 | 0 | 0 | 0 | 0 | 0 | 0 | 0 | 0 | 0 | 0 | 0 | 0 | 0 | 0 | 0 | 0 | 0 | 0 | 0 | 0 | 0 | 0 | 0 | 0 | 0 | 0 |  | 0 |  | No | 45 | #NAME? | #NAME? | #NAME? | #NAME? | #NAME? | #NAME? | #NAME? | 45.9011 | 40.1182 | #NAME? | 96.5351 | 46.0732 | #NAME? | #NAME? | #NAME? | #NAME? | #NAME? | #NAME? | #NAME? | #NAME? | #NAME? | 0 | 0 | 0 | 0 | #NAME? | 4.638 | 0 | 0 | 0 | #NAME? | #NAME? | 6957 | 0 | #NAME? | #NAME? | 0.52478 | #NAME? | 0 | 4.5594 | 0 |  |  |  |  | 0 | 0 | 0 |  | 0 | 0 | 0 |  | 0 |  | 0 | 0 |  | 0 | 0 | #NAME? | #NAME? | #NAME? | #NAME? | #NAME? | 0 | #NAME?
2022Q4 | 2022 | 2022-12-01 | 2022 | 12 | #NAME? | 2022-12-01 | 2022-12-31 | 7.15% | 0.19735 |  |  | 0 | 0 | 0 | 0 | 0 | 0 | 0 | 0 | 0 | 0 | 0 | 0 | 0% | 0% | 0% | 0% | 0% | 0% | 0% | 0% | 0% | 0% | 0% | 0% | 0% | 0% | 0% | 0% | 0% | 0% | 0% | 0% | 0% | 0% | 0% | 0% | 0 | #NAME? | #NAME? | #NAME? | 1 | 31 | 1.5% | 14893.2 | 3546 | 3546 |  | 1 | 1 | 1 | 1 | 2978.64 | 709.2 | 709.2 |  | 1 | 1 | 1 | 1 | 21985.2 | 21985.2 | 4397.04 | 4397.04 | 22.9624 | 0 | 0 | 0 | 0 | 0 | 0 | 0 | 0 | 0 | 0 | 0 | 0 | 0 | 0 | 0 | 0 | 0 | 0 | 0% | 0% | 0% | 0% | 0% | 0% | 0% | 0% | 7834.6006 | 0 | 0 | 0 | 0 | 0 | 0 | 0% | 0 | 0 | 0 | 0 | 0 | 0 | 0% | 0% | 0% | 0% | 0% | 0% | 0 | 0 | 0 | 0 | 0 | 0 | 0 | 0 | 0 | 0 | 0 | 0 | 0 | 0 | 0 | 0 | 0 | 0 | 0 | 0 | 0 | 0 | 0 | 0 | 0 | 0 | 0 | 0 | 0 | 0 |  | 0 |  | No | 45 | #NAME? | #NAME? | #NAME? | #NAME? | #NAME? | #NAME? | #NAME? | 45.9011 | 40.1182 | #NAME? | 96.5351 | 46.0732 | #NAME? | #NAME? | #NAME? | #NAME? | #NAME? | #NAME? | #NAME? | #NAME? | #NAME? | 0 | 0 | 0 | 0 | #NAME? | 4.69 | 0 | 0 | 0 | #NAME? | #NAME? | 7269.5 | 0 | #NAME? | #NAME? | 0.52492 | #NAME? | 0 | 4.5594 | 0 |  |  |  |  | 0 | 0 | 0 |  | 0 | 0 | 0 |  | 0 |  | 0 | 0 |  | 0 | 0 | #NAME? | #NAME? | #NAME? | #NAME? | #NAME? | 0 | #NAME?
|  | 2023-01-01 | 2023 | 1
[121 empty] | Intrinsic Value Formula | 0 | 0 | 0 | 0 | 0 | 0 | 0 | 0 | 0 | 0
[121 empty] | Option Value Formula | 0 | 0 | 0 | 0 | 0 | 0 | 0 | 0 | 0 | 0
Formulas:
Delivery = EOMONTH([Delivery, row above],0)+1
Note on BY13: Julie Lim: Division by scalar is a result of dividing the take function by outage: corrects the resultant scalar
Note on DS14: Julie Lim: For floating gas, option value is calculated using the spread option; for fixed gas only the call option on power is priced. For the later scenario, the strike is the cost of fixed priced gas + O&M.
Note on DZ14: Julie Lim: Material only if Supplemental Hourly Dispatch uses a different HR.
Note on EV14: Julie Lim: LV Option value is priced as Monthly Option, but supplemental dispatch is based on hourly intrinsic value because plant HAS to run (even if at a loss) to maintain QF contract.
To Template
Print Op
Print Op
Print Op
Print Op
To Template
To Template

## CURVES
Gas Curves
[12 empty] | Last Date Of Monthly Vol: |  |  | 0
REGION 11 | SP15 |  | 1999-12-14 | [34 empty] | Gas | [5 empty] | Unused |  |  | Nymex Price |  | UP Fuels | Final |  | Addt'l |  |  | Base Gas | Actual Mid
[17 empty] | Monthly Volatilities | [6 empty] | Intra-Month Volatilties | [12 empty] | Month | Price | Price | Price | Volatility |  |  | 7% | Spreads | 7% | Change in | Basis | Fixed | Gas | SoCal | Purchase | NYMEX |  | Excluding | Year-on- | Henwood | Henwood | Rockies
|  | PEAK | [6 empty] | Saturday |  |  | Sunday |  |  | Capacity |  |  | Peak |  |  |  | OffPeak |  |  | Peak |  |  | OffPeak |  | Group | Prudent | [15 empty] | Tenths of 1c |  | Gas | Price | Mid Basis | Price | MID |  | Transport | Year Esc. | SoCal | Opal | MID
[8 empty] | Bid | Mid | Offer | Bid | Mid | Offer | Bid | Mid | Offer | Bid | Mid | Offer |  | Bid | Mid | Offer | Bid | Mid | Offer | Bid | Mid | Offer | Code | Factor |  | Gas Swap Price |  | 2000Q1 | 2000 | 2000-01-01 | 0 | 0 | 0 | 100% | 100% | 100% | 0% |  | 0% | 0 |  |  |  | 0 | 0 | 0 |  | 2.4 |  | 2.6134 | 2.1147 | 0 |  |  |  |  | Inflated
| ($/MWH) | ($/MWH) | ($/MWH) | ($/MWH) | ($/MWH) | ($/MWH) |  | ($/MWH) | ($/MWH) | ($/MWH) | ($/MWH) | ($/MWH) | ($/MWH) | ($/MWH) | ($/MWH) | ($/MWH) | [15 empty] | 10 year gas | 2.68 | 1 | 2000Q1 | 2000 | 2000-02-01 | 0 | 0 | 0 | 100% | 100% | 100% | 0% |  | 0% | 0 |  |  |  | 0 | 0 | 0 |  | 2.4 |  | 2.4162 | 1.9697 | 0 |  |  | SoCal | Opal | SoCal | Opal
Month | [6 empty] | Month | [24 empty] | Basis | -0.28 | 1 | 2000Q1 | 2000 | 2000-03-01 | 0 | 0 | 0 | 100% | 100% | 100% | 0% |  | 0% | 0 |  |  |  | 0 | 0 | 0 |  | 2.4 |  | 2.3445 | 1.8719 | 0 |  | 1999-01-01 | 2.4795 | 1.9566 | 2.5291 | 1.9957
1999-12-15 | 0 | 0 | 0 | 0 | 0 | 0 | 1999-11-01 | 0 | 0 | 0 | 0 | 0 | 0 | 0 | 0 | 0 | 0 | 0 | 0 | 0 | 0 | 0 | 0 | 0 | 0 | 0 | 0 | 0 | 0 | 1 | 0 |  | 2.4 | 1 | 2000Q2 | 2000 | 2000-04-01 | 0 | 0 | 0 | 100% | 100% | 100% | 0% |  | 0% | 0 |  |  |  | 0 | 0 | 0 |  | 2.4 |  | 2.298 | 1.815 | 0 |  | 1999-02-01 | 2.2925 | 1.8224 | 2.3383 | 1.8589
1999-12-16 | 0 | 0 | 0 | 0 | 0 | 0 | 1999-12-01 | 0 | 0 | 0 | 0 | 0 | 0 | 0 | 0 | 0 | 0 | 0 | 0 | 0 | 0 | 0 | 0 | 0 | 0 | 0 | 0 | 0 | 0 | 1 | 0 |  |  | 1 | 2000Q2 | 2000 | 2000-05-01 | 0 | 0 | 0 | 100% | 100% | 100% | 0% |  | 0% | 0 |  |  |  | 0 | 0 | 0 |  | 2.4 |  | 2.2767 | 1.7927 | 0 |  | 1999-03-01 | 2.2244 | 1.732 | 2.2689 | 1.7666
1999-12-17 | 0 | 0 | 0 | 0 | 0 | 0 | 2000-01-01 | 0 | 0 | 0 | 0 | 0 | 0 | 0 | 0 | 0 | 0 | 0 | 0 | 0 | 0 | 0 | 0 | 0 | 0 | 0 | 0 | 0 | 0 | 1 | 0.1 |  |  | 1 | 2000Q2 | 2000 | 2000-06-01 | 0 | 0 | 0 | 100% | 100% | 100% | 0% |  | 0% | 0 |  |  |  | 0 | 0 | 0 |  | 2.4 |  | 2.2806 | 1.7986 | 0 |  | 1999-04-01 | 2.1803 | 1.6793 | 2.2239 | 1.7129
1999-12-18 | 0 | 0 | 0 | 0 | 0 | 0 | 2000-02-01 | 0 | 0 | 0 | 0 | 0 | 0 | 0 | 0 | 0 | 0 | 0 | 0 | 0 | 0 | 0 | 0 | 0 | 0 | 0 | 0 | 0 | 0 | 1 | 0.1 |  |  | 1 | 2000Q3 | 2000 | 2000-07-01 | 0 | 0 | 0 | 100% | 100% | 100% | 0% |  | 0% | 0 |  |  |  | 0 | 0 | 0 |  | 2.4 |  | 2.3098 | 1.8264 | 0 |  | 1999-05-01 | 2.1601 | 1.6587 | 2.2033 | 1.6918
1999-12-19 | 0 | 0 | 0 | 0 | 0 | 0 | 2000-03-01 | 0 | 0 | 0 | 0 | 0 | 0 | 0 | 0 | 0 | 0 | 0 | 0 | 0 | 0 | 0 | 0 | 0 | 0 | 0 | 0 | 0 | 0 | 2 | 0.1 |  |  | 1 | 2000Q3 | 2000 | 2000-08-01 | 0 | 0 | 0 | 100% | 100% | 100% | 0% |  | 0% | 0 |  |  |  | 0 | 0 | 0 |  | 2.4 |  | 2.3643 | 1.8698 | 0 |  | 1999-06-01 | 2.1638 | 1.6641 | 2.2071 | 1.6974
1999-12-20 | 0 | 0 | 0 | 0 | 0 | 0 | 2000-04-01 | 0 | 0 | 0 | 0 | 0 | 0 | 0 | 0 | 0 | 0 | 0 | 0 | 0 | 0 | 0 | 0 | 0 | 0 | 0 | 0 | 0 | 0 | 2 | 0.1 |  |  | 1 | 2000Q3 | 2000 | 2000-09-01 | 0 | 0 | 0 | 100% | 100% | 100% | 0% |  | 0% | 0 |  |  |  | 0 | 0 | 0 |  | 2.4 |  | 2.4439 | 1.9225 | 0 |  | 1999-07-01 | 2.1915 | 1.6899 | 2.2354 | 1.7237
1999-12-21 | 0 | 0 | 0 | 0 | 0 | 0 | 2000-05-01 | 0 | 0 | 0 | 0 | 0 | 0 | 0 | 0 | 0 | 0 | 0 | 0 | 0 | 0 | 0 | 0 | 0 | 0 | 0 | 0 | 0 | 0 | 2 | 0.1 |  |  | 1 | 2000Q4 | 2000 | 2000-10-01 | 0 | 0 | 0 | 100% | 100% | 100% | 0% |  | 0% | 0 |  |  |  | 0 | 0 | 0 |  | 2.4 |  | 2.5488 | 1.9781 | 0 |  | 1999-08-01 | 2.2432 | 1.73 | 2.288 | 1.7646
1999-12-22 | 0 | 0 | 0 | 0 | 0 | 0 | 2000-06-01 | 0 | 0 | 0 | 0 | 0 | 0 | 0 | 0 | 0 | 0 | 0 | 0 | 0 | 0 | 0 | 0 | 0 | 0 | 0 | 0 | 0 | 0 | 3 | 0.1 |  |  | 1 | 2000Q4 | 2000 | 2000-11-01 | 0 | 0 | 0 | 100% | 100% | 100% | 0% |  | 0% | 0 |  |  |  | 0 | 0 | 0 |  | 2.4 |  | 2.6789 | 2.0304 | 0 |  | 1999-09-01 | 2.3187 | 1.7788 | 2.3651 | 1.8143
1999-12-23 | 0 | 0 | 0 | 0 | 0 | 0 | 2000-07-01 | 0 | 0 | 0 | 0 | 0 | 0 | 0 | 0 | 0 | 0 | 0 | 0 | 0 | 0 | 0 | 0 | 0 | 0 | 0 | 0 | 0 | 0 | 3 | 0.1 |  |  | 1 | 2000Q4 | 2000 | 2000-12-01 | 0 | 0 | 0 | 100% | 100% | 100% | 0% |  | 0% | 0 |  |  |  | 0 | 0 | 0 |  | 2.4 |  | 2.7355 | 2.073 | 0 |  | 1999-10-01 | 2.4183 | 1.8302 | 2.4666 | 1.8668
1999-12-24 | 0 | 0 | 0 | 0 | 0 | 0 | 2000-08-01 | 0 | 0 | 0 | 0 | 0 | 0 | 0 | 0 | 0 | 0 | 0 | 0 | 0 | 0 | 0 | 0 | 0 | 0 | 0 | 0 | 0 | 0 | 3 | 0.1 |  |  | 1 | 2001Q1 | 2001 | 2001-01-01 | 3.2058 | 3.2058 | 3.2058 | 100% | 100% | 100% | 0% |  | 0% | 0 |  |  |  | 0 | 3.2058 | 3.2058 | #DIV/0! | 2.4 |  | 2.6896 | 2.2251 | 0 |  | 1999-11-01 | 2.5417 | 1.8786 | 2.5926 | 1.9162
1999-12-25 | 0 | 0 | 0 | 0 | 0 | 0 | 2000-09-01 | 0 | 0 | 0 | 0 | 0 | 0 | 0 | 0 | 0 | 0 | 0 | 0 | 0 | 0 | 0 | 0 | 0 | 0 | 0 | 0 | 0 | 0 | 4 | 0.1 |  |  | 1 | 2001Q1 | 2001 | 2001-02-01 | 3.041 | 3.041 | 3.041 | 100% | 100% | 100% | 0% |  | 0% | 0 |  |  |  | 0 | 3.041 | 3.041 | #DIV/0! | 2.4 |  | 2.4866 | 2.0726 | 0 |  | 1999-12-01 | 2.5954 | 1.918 | 2.6473 | 1.9563
1999-12-26 | 0 | 0 | 0 | 0 | 0 | 0 | 2000-10-01 | 0 | 0 | 0 | 0 | 0 | 0 | 0 | 0 | 0 | 0 | 0 | 0 | 0 | 0 | 0 | 0 | 0 | 0 | 0 | 0 | 0 | 0 | 4 | 0.1 |  |  | 1 | 2001Q1 | 2001 | 2001-03-01 | 2.8984 | 2.8984 | 2.8984 | 100% | 100% | 100% | 0% |  | 0% | 0 |  |  |  | 0 | 2.8984 | 2.8984 | #DIV/0! | 2.4 |  | 2.4128 | 1.9697 | 0 |  | 2000-01-01 | 2.5119 | 2.0326 | 2.6134 | 2.1147
1999-12-27 | 0 | 0 | 0 | 0 | 0 | 0 | 2000-11-01 | 0 | 0 | 0 | 0 | 0 | 0 | 0 | 0 | 0 | 0 | 0 | 0 | 0 | 0 | 0 | 0 | 0 | 0 | 0 | 0 | 0 | 0 | 4 | 0.1 |  |  | 1 | 2001Q2 | 2001 | 2001-04-01 | 2.7762 | 2.7762 | 2.7762 | 100% | 100% | 100% | 0% |  | 0% | 0 |  |  |  | 0 | 2.7762 | 2.7762 | #DIV/0! | 2.4 |  | 2.3649 | 1.9098 | 0 |  | 2000-02-01 | 2.3224 | 1.8932 | 2.4162 | 1.9697
1999-12-28 | 0 | 0 | 0 | 0 | 0 | 0 | 2000-12-01 | 0 | 0 | 0 | 0 | 0 | 0 | 0 | 0 | 0 | 0 | 0 | 0 | 0 | 0 | 0 | 0 | 0 | 0 | 0 | 0 | 0 | 0 | 5 | 0.2 |  |  | 1 | 2001Q2 | 2001 | 2001-05-01 | 2.7349 | 2.7349 | 2.7349 | 100% | 100% | 100% | 0% |  | 0% | 0 |  |  |  | 0 | 2.7349 | 2.7349 | #DIV/0! | 2.4 |  | 2.343 | 1.8863 | 0 |  | 2000-03-01 | 2.2534 | 1.7992 | 2.3445 | 1.8719
1999-12-29 | 0 | 0 | 0 | 0 | 0 | 0 | 2001-01-01 | 0 | 0 | 0 | 0 | 0 | 0 | 0 | 0 | 0 | 0 | 0 | 0 | 0 | 0 | 0 | 0 | 0 | 0 | 0 | 0 | 0 | 0 | 5 | 0.2 |  |  | 1 | 2001Q2 | 2001 | 2001-06-01 | 2.7416 | 2.7416 | 2.7416 | 100% | 100% | 100% | 0% |  | 0% | 0 |  |  |  | 0 | 2.7416 | 2.7416 | #DIV/0! | 2.4 |  | 2.3471 | 1.8925 | 0 |  | 2000-04-01 | 2.2087 | 1.7446 | 2.298 | 1.815
1999-12-30 | 0 | 0 | 0 | 0 | 0 | 0 | 2001-02-01 | 0 | 0 | 0 | 0 | 0 | 0 | 0 | 0 | 0 | 0 | 0 | 0 | 0 | 0 | 0 | 0 | 0 | 0 | 0 | 0 | 0 | 0 | 5 | 0.2 |  |  | 1 | 2001Q3 | 2001 | 2001-07-01 | 2.7583 | 2.7583 | 2.7583 | 100% | 100% | 100% | 0% |  | 0% | 0 |  |  |  | 0 | 2.7583 | 2.7583 | #DIV/0! | 2.4 |  | 2.3771 | 1.9218 | 0 |  | 2000-05-01 | 2.1883 | 1.7231 | 2.2767 | 1.7927
1999-12-31 | 0 | 0 | 0 | 0 | 0 | 0 | 2001-03-01 | 0 | 0 | 0 | 0 | 0 | 0 | 0 | 0 | 0 | 0 | 0 | 0 | 0 | 0 | 0 | 0 | 0 | 0 | 0 | 0 | 0 | 0 | 6 | 0.2 |  |  | 1 | 2001Q3 | 2001 | 2001-08-01 | 2.7711 | 2.7711 | 2.7711 | 100% | 100% | 100% | 0% |  | 0% | 0 |  |  |  | 0 | 2.7711 | 2.7711 | #DIV/0! | 2.4 |  | 2.4331 | 1.9675 | 0 |  | 2000-06-01 | 2.1921 | 1.7288 | 2.2806 | 1.7986
2000-01-01 | 0 | 0 | 0 | 0 | 0 | 0 | 2001-04-01 | 0 | 0 | 0 | 0 | 0 | 0 | 0 | 0 | 0 | 0 | 0 | 0 | 0 | 0 | 0 | 0 | 0 | 0 | 0 | 0 | 0 | 0 | 6 | 0.2 |  |  | 1 | 2001Q3 | 2001 | 2001-09-01 | 2.784 | 2.784 | 2.784 | 100% | 100% | 100% | 0% |  | 0% | 0 |  |  |  | 0 | 2.784 | 2.784 | #DIV/0! | 2.4 |  | 2.5151 | 2.0229 | 0 |  | 2000-07-01 | 2.2201 | 1.7555 | 2.3098 | 1.8264
2000-01-02 | 0 | 0 | 0 | 0 | 0 | 0 | 2001-05-01 | 0 | 0 | 0 | 0 | 0 | 0 | 0 | 0 | 0 | 0 | 0 | 0 | 0 | 0 | 0 | 0 | 0 | 0 | 0 | 0 | 0 | 0 | 6 | 0.2 |  |  | 1 | 2001Q4 | 2001 | 2001-10-01 | 2.8851 | 2.8851 | 2.8851 | 100% | 100% | 100% | 0% |  | 0% | 0 |  |  |  | 0 | 2.8851 | 2.8851 | #DIV/0! | 2.4 |  | 2.6231 | 2.0814 | 0 |  | 2000-08-01 | 2.2725 | 1.7972 | 2.3643 | 1.8698
2000-01-03 | 0 | 0 | 0 | 0 | 0 | 0 | 2001-06-01 | 0 | 0 | 0 | 0 | 0 | 0 | 0 | 0 | 0 | 0 | 0 | 0 | 0 | 0 | 0 | 0 | 0 | 0 | 0 | 0 | 0 | 0 | 7 | 0.2 |  |  | 1 | 2001Q4 | 2001 | 2001-11-01 | 2.9846 | 2.9846 | 2.9846 | 100% | 100% | 100% | 0% |  | 0% | 0 |  |  |  | 0 | 2.9846 | 2.9846 | #DIV/0! | 2.4 |  | 2.757 | 2.1364 | 0 |  | 2000-09-01 | 2.349 | 1.8479 | 2.4439 | 1.9225
2000-01-04 | 0 | 0 | 0 | 0 | 0 | 0 | 2001-07-01 | 0 | 0 | 0 | 0 | 0 | 0 | 0 | 0 | 0 | 0 | 0 | 0 | 0 | 0 | 0 | 0 | 0 | 0 | 0 | 0 | 0 | 0 | 7 | 0.2 |  |  | 1 | 2001Q4 | 2001 | 2001-12-01 | 3.0904 | 3.0904 | 3.0904 | 100% | 100% | 100% | 0% |  | 0% | 0 |  |  |  | 0 | 3.0904 | 3.0904 | #DIV/0! | 2.4 |  | 2.8152 | 2.1812 | 0 |  | 2000-10-01 | 2.4498 | 1.9013 | 2.5488 | 1.9781
2000-01-05 | 0 | 0 | 0 | 0 | 0 | 0 | 2001-08-01 | 0 | 0 | 0 | 0 | 0 | 0 | 0 | 0 | 0 | 0 | 0 | 0 | 0 | 0 | 0 | 0 | 0 | 0 | 0 | 0 | 0 | 0 | 7 | 0.2 |  |  | 1 | 2002Q1 | 2002 | 2002-01-01 | 2.9651 | 2.9651 | 2.9651 | 100% | 100% | 100% | 0% |  | 0% | 0 |  |  |  | 0 | 2.9651 | 2.9651 | -7.51% | 2.4 |  | 2.7725 | 2.3318 | 0 |  | 2000-11-01 | 2.5749 | 1.9516 | 2.6789 | 2.0304
2000-01-06 | 0 | 0 | 0 | 0 | 0 | 0 | 2001-09-01 | 0 | 0 | 0 | 0 | 0 | 0 | 0 | 0 | 0 | 0 | 0 | 0 | 0 | 0 | 0 | 0 | 0 | 0 | 0 | 0 | 0 | 0 | 8 | 0.2 |  |  | 1 | 2002Q1 | 2002 | 2002-02-01 | 2.7416 | 2.7416 | 2.7416 | 100% | 100% | 100% | 0% |  | 0% | 0 |  |  |  | 0 | 2.7416 | 2.7416 | -9.844% | 2.4 |  | 2.5633 | 2.172 | 0 |  | 2000-12-01 | 2.6293 | 1.9925 | 2.7355 | 2.073
2000-01-07 | 0 | 0 | 0 | 0 | 0 | 0 | 2001-10-01 | 0 | 0 | 0 | 0 | 0 | 0 | 0 | 0 | 0 | 0 | 0 | 0 | 0 | 0 | 0 | 0 | 0 | 0 | 0 | 0 | 0 | 0 | 8 | 0.2 |  |  | 1 | 2002Q1 | 2002 | 2002-03-01 | 2.5923 | 2.5923 | 2.5923 | 100% | 100% | 100% | 0% |  | 0% | 0 |  |  |  | 0 | 2.5923 | 2.5923 | -10.56% | 2.4 |  | 2.4872 | 2.0642 | 0 |  | 2001-01-01 | 2.5344 | 2.0968 | 2.6896 | 2.2251
2000-01-08 | 0 | 0 | 0 | 0 | 0 | 0 | 2001-11-01 | 0 | 0 | 0 | 0 | 0 | 0 | 0 | 0 | 0 | 0 | 0 | 0 | 0 | 0 | 0 | 0 | 0 | 0 | 0 | 0 | 0 | 0 | 8 | 0.2 |  |  | 1 | 2002Q2 | 2002 | 2002-04-01 | 2.5077 | 2.5077 | 2.5077 | 100% | 100% | 100% | 0% |  | 0% | 0 |  |  |  | 0 | 2.5077 | 2.5077 | -9.673% | 2.4 |  | 2.4379 | 2.0014 | 0 |  | 2001-02-01 | 2.3432 | 1.953 | 2.4866 | 2.0726
2000-01-09 | 0 | 0 | 0 | 0 | 0 | 0 | 2001-12-01 | 0 | 0 | 0 | 0 | 0 | 0 | 0 | 0 | 0 | 0 | 0 | 0 | 0 | 0 | 0 | 0 | 0 | 0 | 0 | 0 | 0 | 0 | 9 | 0.25 |  |  | 1 | 2002Q2 | 2002 | 2002-05-01 | 2.4779 | 2.4779 | 2.4779 | 100% | 100% | 100% | 0% |  | 0% | 0 |  |  |  | 0 | 2.4779 | 2.4779 | -9.397% | 2.4 |  | 2.4153 | 1.9768 | 0 |  | 2001-03-01 | 2.2736 | 1.8561 | 2.4128 | 1.9697
2000-01-10 | 0 | 0 | 0 | 0 | 0 | 0 | 2002-01-01 | 0 | 0 | 0 | 0 | 0 | 0 | 0 | 0 | 0 | 0 | 0 | 0 | 0 | 0 | 0 | 0 | 0 | 0 | 0 | 0 | 0 | 0 | 9 | 0.25 |  |  | 1 | 2002Q2 | 2002 | 2002-06-01 | 2.494 | 2.494 | 2.494 | 100% | 100% | 100% | 0% |  | 0% | 0 |  |  |  | 0 | 2.494 | 2.494 | -9.031% | 2.4 |  | 2.4195 | 1.9833 | 0 |  | 2001-04-01 | 2.2285 | 1.7997 | 2.3649 | 1.9098
2000-01-11 | 0 | 0 | 0 | 0 | 0 | 0 | 2002-02-01 | 0 | 0 | 0 | 0 | 0 | 0 | 0 | 0 | 0 | 0 | 0 | 0 | 0 | 0 | 0 | 0 | 0 | 0 | 0 | 0 | 0 | 0 | 9 | 0.25 |  |  | 1 | 2002Q3 | 2002 | 2002-07-01 | 2.5462 | 2.5462 | 2.5462 | 100% | 100% | 100% | 0% |  | 0% | 0 |  |  |  | 0 | 2.5462 | 2.5462 | -7.689% | 2.4 |  | 2.4505 | 2.014 | 0 |  | 2001-05-01 | 2.2079 | 1.7775 | 2.343 | 1.8863
2000-01-12 | 0 | 0 | 0 | 0 | 0 | 0 | 2002-03-01 | 0 | 0 | 0 | 0 | 0 | 0 | 0 | 0 | 0 | 0 | 0 | 0 | 0 | 0 | 0 | 0 | 0 | 0 | 0 | 0 | 0 | 0 | 10 | 0.25 |  |  | 1 | 2002Q3 | 2002 | 2002-08-01 | 2.6254 | 2.6254 | 2.6254 | 100% | 100% | 100% | 0% |  | 0% | 0 |  |  |  | 0 | 2.6254 | 2.6254 | -5.257% | 2.4 |  | 2.5082 | 2.0618 | 0 |  | 2001-06-01 | 2.2117 | 1.7834 | 2.3471 | 1.8925
2000-01-13 | 0 | 0 | 0 | 0 | 0 | 0 | 2002-04-01 | 0 | 0 | 0 | 0 | 0 | 0 | 0 | 0 | 0 | 0 | 0 | 0 | 0 | 0 | 0 | 0 | 0 | 0 | 0 | 0 | 0 | 0 | 10 | 0.25 |  |  | 1 | 2002Q3 | 2002 | 2002-09-01 | 2.722 | 2.722 | 2.722 | 100% | 100% | 100% | 0% |  | 0% | 0 |  |  |  | 0 | 2.722 | 2.722 | -2.224% | 2.4 |  | 2.5927 | 2.1199 | 0 |  | 2001-07-01 | 2.24 | 1.8109 | 2.3771 | 1.9218
2000-01-14 | 0 | 0 | 0 | 0 | 0 | 0 | 2002-05-01 | 0 | 0 | 0 | 0 | 0 | 0 | 0 | 0 | 0 | 0 | 0 | 0 | 0 | 0 | 0 | 0 | 0 | 0 | 0 | 0 | 0 | 0 | 10 | 0.25 |  |  | 1 | 2002Q4 | 2002 | 2002-10-01 | 2.8263 | 2.8263 | 2.8263 | 100% | 100% | 100% | 0% |  | 0% | 0 |  |  |  | 0 | 2.8263 | 2.8263 | -2.036% | 2.4 |  | 2.704 | 2.1813 | 0 |  | 2001-08-01 | 2.2928 | 1.854 | 2.4331 | 1.9675
2000-01-31 | [6 empty] | 2002-06-01 | 0 | 0 | 0 | 0 | 0 | 0 | 0 | 0 | 0 | 0 | 0 | 0 | 0 | 0 | 0 | 0 | 0 | 0 | 0 | 0 | 0 | 0 | 11 | 0.25 |  |  | 1 | 2002Q4 | 2002 | 2002-11-01 | 2.929 | 2.929 | 2.929 | 100% | 100% | 100% | 0% |  | 0% | 0 |  |  |  | 0 | 2.929 | 2.929 | -1.864% | 2.4 |  | 2.8421 | 2.2389 | 0 |  | 2001-09-01 | 2.3701 | 1.9062 | 2.5151 | 2.0229
2000-02-01 | [6 empty] | 2002-07-01 | 0 | 0 | 0 | 0 | 0 | 0 | 0 | 0 | 0 | 0 | 0 | 0 | 0 | 0 | 0 | 0 | 0 | 0 | 0 | 0 | 0 | 0 | 11 | 0.25 |  |  | 1 | 2002Q4 | 2002 | 2002-12-01 | 3.038 | 3.038 | 3.038 | 100% | 100% | 100% | 0% |  | 0% | 0 |  |  |  | 0 | 3.038 | 3.038 | -1.693% | 2.4 |  | 2.9021 | 2.2858 | 0 |  | 2001-10-01 | 2.4718 | 1.9614 | 2.6231 | 2.0814
2000-03-01 | [6 empty] | 2002-08-01 | 0 | 0 | 0 | 0 | 0 | 0 | 0 | 0 | 0 | 0 | 0 | 0 | 0 | 0 | 0 | 0 | 0 | 0 | 0 | 0 | 0 | 0 | 11 | 0.25 |  |  | 1 | 2003Q1 | 2003 | 2003-01-01 | 2.9164 | 2.9164 | 2.9164 | 100% | 100% | 100% | 0% |  | 0% | 0 |  |  |  | 0 | 2.9164 | 2.9164 | -1.64% | 2.4 |  | 2.8629 | 2.4047 | 0 |  | 2001-11-01 | 2.598 | 2.0132 | 2.757 | 2.1364
2000-04-01 | [6 empty] | 2002-09-01 | 0 | 0 | 0 | 0 | 0 | 0 | 0 | 0 | 0 | 0 | 0 | 0 | 0 | 0 | 0 | 0 | 0 | 0 | 0 | 0 | 0 | 0 | 12 | 0.25 |  |  | 1 | 2003Q1 | 2003 | 2003-02-01 | 2.685 | 2.685 | 2.685 | 100% | 100% | 100% | 0% |  | 0% | 0 |  |  |  | 0 | 2.685 | 2.685 | -2.063% | 2.4 |  | 2.6469 | 2.2399 | 0 |  | 2001-12-01 | 2.6529 | 2.0554 | 2.8152 | 2.1812
2000-05-01 | [6 empty] | 2002-10-01 | 0 | 0 | 0 | 0 | 0 | 0 | 0 | 0 | 0 | 0 | 0 | 0 | 0 | 0 | 0 | 0 | 0 | 0 | 0 | 0 | 0 | 0 | 12 | 0.25 |  |  | 1 | 2003Q1 | 2003 | 2003-03-01 | 2.5304 | 2.5304 | 2.5304 | 100% | 100% | 100% | 0% |  | 0% | 0 |  |  |  | 0 | 2.5304 | 2.5304 | -2.386% | 2.4 |  | 2.5683 | 2.1287 | 0 |  | 2002-01-01 | 2.5614 | 2.1543 | 2.7725 | 2.3318
2000-06-01 | [6 empty] | 2002-11-01 | 0 | 0 | 0 | 0 | 0 | 0 | 0 | 0 | 0 | 0 | 0 | 0 | 0 | 0 | 0 | 0 | 0 | 0 | 0 | 0 | 0 | 0 | 12 | 0.25 |  |  | 1 | 2003Q2 | 2003 | 2003-04-01 | 2.4428 | 2.4428 | 2.4428 | 100% | 100% | 100% | 0% |  | 0% | 0 |  |  |  | 0 | 2.4428 | 2.4428 | -2.588% | 2.4 |  | 2.5173 | 2.064 | 0 |  | 2002-02-01 | 2.3681 | 2.0066 | 2.5633 | 2.172
2000-07-01 | [6 empty] | 2002-12-01 | 0 | 0 | 0 | 0 | 0 | 0 | 0 | 0 | 0 | 0 | 0 | 0 | 0 | 0 | 0 | 0 | 0 | 0 | 0 | 0 | 0 | 0 | 13 | 0.35 |  |  | 1 | 2003Q2 | 2003 | 2003-05-01 | 2.4119 | 2.4119 | 2.4119 | 100% | 100% | 100% | 0% |  | 0% | 0 |  |  |  | 0 | 2.4119 | 2.4119 | -2.664% | 2.4 |  | 2.494 | 2.0386 | 0 |  | 2002-03-01 | 2.2978 | 1.907 | 2.4872 | 2.0642
2000-08-01 | [6 empty] | 2003-01-01 | 0 | 0 | 0 | 0 | 0 | 0 | 0 | 0 | 0 | 0 | 0 | 0 | 0 | 0 | 0 | 0 | 0 | 0 | 0 | 0 | 0 | 0 | 13 | 0.35 |  |  | 1 | 2003Q2 | 2003 | 2003-06-01 | 2.441 | 2.441 | 2.441 | 100% | 100% | 100% | 0% |  | 0% | 0 |  |  |  | 0 | 2.441 | 2.441 | -2.122% | 2.4 |  | 2.4984 | 2.0453 | 0 |  | 2002-04-01 | 2.2522 | 1.849 | 2.4379 | 2.0014
2000-09-01 | [6 empty] | 2003-02-01 | 0 | 0 | 0 | 0 | 0 | 0 | 0 | 0 | 0 | 0 | 0 | 0 | 0 | 0 | 0 | 0 | 0 | 0 | 0 | 0 | 0 | 0 | 13 | 0.35 |  |  | 1 | 2003Q3 | 2003 | 2003-07-01 | 2.5077 | 2.5077 | 2.5077 | 100% | 100% | 100% | 0% |  | 0% | 0 |  |  |  | 0 | 2.5077 | 2.5077 | -1.513% | 2.4 |  | 2.5303 | 2.0769 | 0 |  | 2002-05-01 | 2.2314 | 1.8262 | 2.4153 | 1.9768
2000-10-01 | [6 empty] | 2003-03-01 | 0 | 0 | 0 | 0 | 0 | 0 | 0 | 0 | 0 | 0 | 0 | 0 | 0 | 0 | 0 | 0 | 0 | 0 | 0 | 0 | 0 | 0 | 14 | 0.35 |  |  | 1 | 2003Q3 | 2003 | 2003-08-01 | 2.6023 | 2.6023 | 2.6023 | 100% | 100% | 100% | 0% |  | 0% | 0 |  |  |  | 0 | 2.6023 | 2.6023 | -0.8811% | 2.4 |  | 2.59 | 2.1263 | 0 |  | 2002-06-01 | 2.2353 | 1.8323 | 2.4195 | 1.9833
2000-11-01 | [6 empty] | 2003-04-01 | 0 | 0 | 0 | 0 | 0 | 0 | 0 | 0 | 0 | 0 | 0 | 0 | 0 | 0 | 0 | 0 | 0 | 0 | 0 | 0 | 0 | 0 | 14 | 0.35 |  |  | 1 | 2003Q3 | 2003 | 2003-09-01 | 2.715 | 2.715 | 2.715 | 100% | 100% | 100% | 0% |  | 0% | 0 |  |  |  | 0 | 2.715 | 2.715 | -0.2605% | 2.4 |  | 2.6772 | 2.1862 | 0 |  | 2002-07-01 | 2.2639 | 1.8606 | 2.4505 | 2.014
2000-12-01 | [6 empty] | 2003-05-01 | 0 | 0 | 0 | 0 | 0 | 0 | 0 | 0 | 0 | 0 | 0 | 0 | 0 | 0 | 0 | 0 | 0 | 0 | 0 | 0 | 0 | 0 | 14 | 0.35 |  |  | 1 | 2003Q4 | 2003 | 2003-10-01 | 2.8356 | 2.8356 | 2.8356 | 100% | 100% | 100% | 0% |  | 0% | 0 |  |  |  | 0 | 2.8356 | 2.8356 | 0.3279% | 2.4 |  | 2.7921 | 2.2494 | 0 |  | 2002-08-01 | 2.3172 | 1.9048 | 2.5082 | 2.0618
2001-01-01 | 66.4079 | [5 empty] | 2003-06-01 | 0 | 0 | 0 | 0 | 0 | 0 | 0 | 0 | 0 | 0 | 0 | 0 | 0 | 0 | 0 | 0 | 0 | 0 | 0 | 0 | 0 | 0 | 15 | 0.35 |  |  | 1 | 2003Q4 | 2003 | 2003-11-01 | 2.9546 | 2.9546 | 2.9546 | 100% | 100% | 100% | 0% |  | 0% | 0 |  |  |  | 0 | 2.9546 | 2.9546 | 0.8742% | 2.4 |  | 2.9347 | 2.3089 | 0 |  | 2002-09-01 | 2.3953 | 1.9585 | 2.5927 | 2.1199
2001-02-01 | 62.0898 | [5 empty] | 2003-07-01 | 0 | 0 | 0 | 0 | 0 | 0 | 0 | 0 | 0 | 0 | 0 | 0 | 0 | 0 | 0 | 0 | 0 | 0 | 0 | 0 | 0 | 0 | 15 | 0.35 |  |  | 1 | 2003Q4 | 2003 | 2003-12-01 | 3.0803 | 3.0803 | 3.0803 | 100% | 100% | 100% | 0% |  | 0% | 0 |  |  |  | 0 | 3.0803 | 3.0803 | 1.39% | 2.4 |  | 2.9967 | 2.3573 | 0 |  | 2002-10-01 | 2.4981 | 2.0152 | 2.704 | 2.1813
2001-03-01 | 58.549 | [5 empty] | 2003-08-01 | 0 | 0 | 0 | 0 | 0 | 0 | 0 | 0 | 0 | 0 | 0 | 0 | 0 | 0 | 0 | 0 | 0 | 0 | 0 | 0 | 0 | 0 | 15 | 0.35 |  |  | 1 | 2004Q1 | 2004 | 2004-01-01 | 2.9586 | 2.9586 | 2.9586 | 100% | 100% | 100% | 0% |  | 0% | 0 |  |  |  | 0 | 2.9586 | 2.9586 | 1.446% | 2.4 |  | 2.9528 | 2.5077 | 0 |  | 2002-11-01 | 2.6256 | 2.0684 | 2.8421 | 2.2389
2001-04-01 | 57.0434 | [5 empty] | 2003-09-01 | 0 | 0 | 0 | 0 | 0 | 0 | 0 | 0 | 0 | 0 | 0 | 0 | 0 | 0 | 0 | 0 | 0 | 0 | 0 | 0 | 0 | 0 | 16 | 0.35 |  |  | 1 | 2004Q1 | 2004 | 2004-02-01 | 2.7326 | 2.7326 | 2.7326 | 100% | 100% | 100% | 0% |  | 0% | 0 |  |  |  | 0 | 2.7326 | 2.7326 | 1.772% | 2.4 |  | 2.73 | 2.3357 | 0 |  | 2002-12-01 | 2.6811 | 2.1118 | 2.9021 | 2.2858
2001-05-01 | 58.5494 | [5 empty] | 2003-10-01 | 0 | 0 | 0 | 0 | 0 | 0 | 0 | 0 | 0 | 0 | 0 | 0 | 0 | 0 | 0 | 0 | 0 | 0 | 0 | 0 | 0 | 0 | 16 | 0.35 |  |  | 1 | 2004Q1 | 2004 | 2004-03-01 | 2.5861 | 2.5861 | 2.5861 | 100% | 100% | 100% | 0% |  | 0% | 0 |  |  |  | 0 | 2.5861 | 2.5861 | 2.198% | 2.4 |  | 2.6489 | 2.2198 | 0 |  | 2003-01-01 | 2.593 | 2.178 | 2.8629 | 2.4047
2001-06-01 | 54.2241 | [5 empty] | 2003-11-01 | 0 | 0 | 0 | 0 | 0 | 0 | 0 | 0 | 0 | 0 | 0 | 0 | 0 | 0 | 0 | 0 | 0 | 0 | 0 | 0 | 0 | 0 | 16 | 0.35 |  |  | 1 | 2004Q2 | 2004 | 2004-04-01 | 2.5085 | 2.5085 | 2.5085 | 100% | 100% | 100% | 0% |  | 0% | 0 |  |  |  | 0 | 2.5085 | 2.5085 | 2.69% | 2.4 |  | 2.5964 | 2.1523 | 0 |  | 2003-02-01 | 2.3974 | 2.0287 | 2.6469 | 2.2399
2001-07-01 | 68.0928 | [5 empty] | 2003-12-01 | 0 | 0 | 0 | 0 | 0 | 0 | 0 | 0 | 0 | 0 | 0 | 0 | 0 | 0 | 0 | 0 | 0 | 0 | 0 | 0 | 0 | 0 | 17 | 0.35 |  |  | 1 | 2004Q2 | 2004 | 2004-05-01 | 2.4896 | 2.4896 | 2.4896 | 100% | 100% | 100% | 0% |  | 0% | 0 |  |  |  | 0 | 2.4896 | 2.4896 | 3.22% | 2.4 |  | 2.5723 | 2.1258 | 0 |  | 2003-03-01 | 2.3262 | 1.928 | 2.5683 | 2.1287
2001-08-01 | 100.0804 | [5 empty] | 2004-01-01 | 0 | 0 | 0 | 0 | 0 | 0 | 0 | 0 | 0 | 0 | 0 | 0 | 0 | 0 | 0 | 0 | 0 | 0 | 0 | 0 | 0 | 0 | 17 | 0.35 |  |  | 1 | 2004Q2 | 2004 | 2004-06-01 | 2.5196 | 2.5196 | 2.5196 | 100% | 100% | 100% | 0% |  | 0% | 0 |  |  |  | 0 | 2.5196 | 2.5196 | 3.22% | 2.4 |  | 2.5768 | 2.1328 | 0 |  | 2003-04-01 | 2.28 | 1.8694 | 2.5173 | 2.064
2001-09-01 | 83.908 | [5 empty] | 2004-02-01 | 0 | 0 | 0 | 0 | 0 | 0 | 0 | 0 | 0 | 0 | 0 | 0 | 0 | 0 | 0 | 0 | 0 | 0 | 0 | 0 | 0 | 0 | 17 | 0.35 |  |  | 1 | 2004Q3 | 2004 | 2004-07-01 | 2.5884 | 2.5884 | 2.5884 | 100% | 100% | 100% | 0% |  | 0% | 0 |  |  |  | 0 | 2.5884 | 2.5884 | 3.22% | 2.4 |  | 2.6098 | 2.1658 | 0 |  | 2003-05-01 | 2.2589 | 1.8464 | 2.494 | 2.0386
2001-10-01 | 70.8982 | [5 empty] | 2004-03-01 | 0 | 0 | 0 | 0 | 0 | 0 | 0 | 0 | 0 | 0 | 0 | 0 | 0 | 0 | 0 | 0 | 0 | 0 | 0 | 0 | 0 | 0 | 18 | 0.35 |  |  | 1 | 2004Q3 | 2004 | 2004-08-01 | 2.6861 | 2.6861 | 2.6861 | 100% | 100% | 100% | 0% |  | 0% | 0 |  |  |  | 0 | 2.6861 | 2.6861 | 3.22% | 2.4 |  | 2.6713 | 2.2173 | 0 |  | 2003-06-01 | 2.2629 | 1.8525 | 2.4984 | 2.0453
2001-11-01 | 64.7367 | [5 empty] | 2004-04-01 | 0 | 0 | 0 | 0 | 0 | 0 | 0 | 0 | 0 | 0 | 0 | 0 | 0 | 0 | 0 | 0 | 0 | 0 | 0 | 0 | 0 | 0 | 18 | 0.35 |  |  | 1 | 2004Q3 | 2004 | 2004-09-01 | 2.8024 | 2.8024 | 2.8024 | 100% | 100% | 100% | 0% |  | 0% | 0 |  |  |  | 0 | 2.8024 | 2.8024 | 3.22% | 2.4 |  | 2.7613 | 2.2798 | 0 |  | 2003-07-01 | 2.2918 | 1.8811 | 2.5303 | 2.0769
2001-12-01 | 64.8313 | [5 empty] | 2004-05-01 | 0 | 0 | 0 | 0 | 0 | 0 | 0 | 0 | 0 | 0 | 0 | 0 | 0 | 0 | 0 | 0 | 0 | 0 | 0 | 0 | 0 | 0 | 18 | 0.35 |  |  | 1 | 2004Q4 | 2004 | 2004-10-01 | 2.9269 | 2.9269 | 2.9269 | 100% | 100% | 100% | 0% |  | 0% | 0 |  |  |  | 0 | 2.9269 | 2.9269 | 3.22% | 2.4 |  | 2.8798 | 2.3457 | 0 |  | 2003-08-01 | 2.3458 | 1.9258 | 2.59 | 2.1263
2002-01-01 | 55.375 | [5 empty] | 2004-06-01 | 0 | 0 | 0 | 0 | 0 | 0 | 0 | 0 | 0 | 0 | 0 | 0 | 0 | 0 | 0 | 0 | 0 | 0 | 0 | 0 | 0 | 0 | 19 | 0.35 |  |  | 1 | 2004Q4 | 2004 | 2004-11-01 | 3.0497 | 3.0497 | 3.0497 | 100% | 100% | 100% | 0% |  | 0% | 0 |  |  |  | 0 | 3.0497 | 3.0497 | 3.22% | 2.4 |  | 3.0268 | 2.4077 | 0 |  | 2003-09-01 | 2.4249 | 1.9801 | 2.6772 | 2.1862
2002-02-01 | 48.7456 | [5 empty] | 2004-07-01 | 0 | 0 | 0 | 0 | 0 | 0 | 0 | 0 | 0 | 0 | 0 | 0 | 0 | 0 | 0 | 0 | 0 | 0 | 0 | 0 | 0 | 0 | 19 | 0.35 |  |  | 1 | 2004Q4 | 2004 | 2004-12-01 | 3.1794 | 3.1794 | 3.1794 | 100% | 100% | 100% | 0% |  | 0% | 0 |  |  |  | 0 | 3.1794 | 3.1794 | 3.22% | 2.4 |  | 3.0908 | 2.4582 | 0 |  | 2003-10-01 | 2.5289 | 2.0374 | 2.7921 | 2.2494
2002-03-01 | 44.5384 | [5 empty] | 2004-08-01 | 0 | 0 | 0 | 0 | 0 | 0 | 0 | 0 | 0 | 0 | 0 | 0 | 0 | 0 | 0 | 0 | 0 | 0 | 0 | 0 | 0 | 0 | 19 | 0.35 |  |  | 1 | 2005Q1 | 2005 | 2005-01-01 | 3.0462 | 3.0462 | 3.0462 | 100% | 100% | 100% | 0% |  | 0% | 0 |  |  |  | 0 | 3.0462 | 3.0462 | 2.96% | 2.4 |  | 3.0435 | 2.5971 | 0 |  | 2003-11-01 | 2.658 | 2.0912 | 2.9347 | 2.3089
2002-04-01 | 43.4992 | [5 empty] | 2004-09-01 | 0 | 0 | 0 | 0 | 0 | 0 | 0 | 0 | 0 | 0 | 0 | 0 | 0 | 0 | 0 | 0 | 0 | 0 | 0 | 0 | 0 | 0 | 20 | 0.35 |  |  | 1 | 2005Q1 | 2005 | 2005-02-01 | 2.8135 | 2.8135 | 2.8135 | 100% | 100% | 100% | 0% |  | 0% | 0 |  |  |  | 0 | 2.8135 | 2.8135 | 2.96% | 2.4 |  | 2.8138 | 2.419 | 0 |  | 2003-12-01 | 2.7142 | 2.1351 | 2.9967 | 2.3573
2002-05-01 | 44.5281 | [5 empty] | 2004-10-01 | 0 | 0 | 0 | 0 | 0 | 0 | 0 | 0 | 0 | 0 | 0 | 0 | 0 | 0 | 0 | 0 | 0 | 0 | 0 | 0 | 0 | 0 | 20 | 0.35 |  |  | 1 | 2005Q1 | 2005 | 2005-03-01 | 2.6625 | 2.6625 | 2.6625 | 100% | 100% | 100% | 0% |  | 0% | 0 |  |  |  | 0 | 2.6625 | 2.6625 | 2.954% | 2.4 |  | 2.7303 | 2.2989 | 0 |  | 2004-01-01 | 2.622 | 2.2267 | 2.9528 | 2.5077
2002-06-01 | 41.8494 | [5 empty] | 2004-11-01 | 0 | 0 | 0 | 0 | 0 | 0 | 0 | 0 | 0 | 0 | 0 | 0 | 0 | 0 | 0 | 0 | 0 | 0 | 0 | 0 | 0 | 0 | 20 | 0.35 |  |  | 1 | 2005Q2 | 2005 | 2005-04-01 | 2.5826 | 2.5826 | 2.5826 | 100% | 100% | 100% | 0% |  | 0% | 0 |  |  |  | 0 | 2.5826 | 2.5826 | 2.954% | 2.4 |  | 2.6761 | 2.2291 | 0 |  | 2004-02-01 | 2.4241 | 2.0741 | 2.73 | 2.3357
2002-07-01 | 55.1793 | [5 empty] | 2004-12-01 | 0 | 0 | 0 | 0 | 0 | 0 | 0 | 0 | 0 | 0 | 0 | 0 | 0 | 0 | 0 | 0 | 0 | 0 | 0 | 0 | 0 | 0 | 21 | 0.35 |  |  | 1 | 2005Q2 | 2005 | 2005-05-01 | 2.5631 | 2.5631 | 2.5631 | 100% | 100% | 100% | 0% |  | 0% | 0 |  |  |  | 0 | 2.5631 | 2.5631 | 2.954% | 2.4 |  | 2.6514 | 2.2016 | 0 |  | 2004-03-01 | 2.3522 | 1.9711 | 2.6489 | 2.2198
2002-08-01 | 72.556 | [5 empty] | 2005-01-01 | 0 | 0 | 0 | 0 | 0 | 0 | 0 | 0 | 0 | 0 | 0 | 0 | 0 | 0 | 0 | 0 | 0 | 0 | 0 | 0 | 0 | 0 | 21 | 0.35 |  |  | 1 | 2005Q2 | 2005 | 2005-06-01 | 2.5941 | 2.5941 | 2.5941 | 100% | 100% | 100% | 0% |  | 0% | 0 |  |  |  | 0 | 2.5941 | 2.5941 | 2.954% | 2.4 |  | 2.656 | 2.2089 | 0 |  | 2004-04-01 | 2.3055 | 1.9112 | 2.5964 | 2.1523
2002-09-01 | 61.8197 | [5 empty] | 2005-02-01 | 0 | 0 | 0 | 0 | 0 | 0 | 0 | 0 | 0 | 0 | 0 | 0 | 0 | 0 | 0 | 0 | 0 | 0 | 0 | 0 | 0 | 0 | 21 | 0.35 |  |  | 1 | 2005Q3 | 2005 | 2005-07-01 | 2.6649 | 2.6649 | 2.6649 | 100% | 100% | 100% | 0% |  | 0% | 0 |  |  |  | 0 | 2.6649 | 2.6649 | 2.954% | 2.4 |  | 2.69 | 2.243 | 0 |  | 2004-05-01 | 2.2842 | 1.8877 | 2.5723 | 2.1258
2002-10-01 | 56.1147 | [5 empty] | 2005-03-01 | 0 | 0 | 0 | 0 | 0 | 0 | 0 | 0 | 0 | 0 | 0 | 0 | 0 | 0 | 0 | 0 | 0 | 0 | 0 | 0 | 0 | 0 | 22 | 0.35 |  |  | 1 | 2005Q3 | 2005 | 2005-08-01 | 2.7654 | 2.7654 | 2.7654 | 100% | 100% | 100% | 0% |  | 0% | 0 |  |  |  | 0 | 2.7654 | 2.7654 | 2.954% | 2.4 |  | 2.7533 | 2.2964 | 0 |  | 2004-06-01 | 2.2881 | 1.8939 | 2.5768 | 2.1328
2002-11-01 | 47.8087 | [5 empty] | 2005-04-01 | 0 | 0 | 0 | 0 | 0 | 0 | 0 | 0 | 0 | 0 | 0 | 0 | 0 | 0 | 0 | 0 | 0 | 0 | 0 | 0 | 0 | 0 | 22 | 0.35 |  |  | 1 | 2005Q3 | 2005 | 2005-09-01 | 2.8852 | 2.8852 | 2.8852 | 100% | 100% | 100% | 0% |  | 0% | 0 |  |  |  | 0 | 2.8852 | 2.8852 | 2.954% | 2.4 |  | 2.8461 | 2.3611 | 0 |  | 2004-07-01 | 2.3174 | 1.9232 | 2.6098 | 2.1658
2002-12-01 | 46.5557 | [5 empty] | 2005-05-01 | 0 | 0 | 0 | 0 | 0 | 0 | 0 | 0 | 0 | 0 | 0 | 0 | 0 | 0 | 0 | 0 | 0 | 0 | 0 | 0 | 0 | 0 | 22 | 0.35 |  |  | 1 | 2005Q4 | 2005 | 2005-10-01 | 3.0134 | 3.0134 | 3.0134 | 100% | 100% | 100% | 0% |  | 0% | 0 |  |  |  | 0 | 3.0134 | 3.0134 | 2.954% | 2.4 |  | 2.9683 | 2.4294 | 0 |  | 2004-08-01 | 2.372 | 1.9689 | 2.6713 | 2.2173
2003-01-01 | 43.7685 | [5 empty] | 2005-06-01 | 0 | 0 | 0 | 0 | 0 | 0 | 0 | 0 | 0 | 0 | 0 | 0 | 0 | 0 | 0 | 0 | 0 | 0 | 0 | 0 | 0 | 0 | 23 | 0.35 |  |  | 1 | 2005Q4 | 2005 | 2005-11-01 | 3.1398 | 3.1398 | 3.1398 | 100% | 100% | 100% | 0% |  | 0% | 0 |  |  |  | 0 | 3.1398 | 3.1398 | 2.954% | 2.4 |  | 3.1198 | 2.4936 | 0 |  | 2004-09-01 | 2.4519 | 2.0244 | 2.7613 | 2.2798
2003-02-01 | 36.969 | [5 empty] | 2005-07-01 | 0 | 0 | 0 | 0 | 0 | 0 | 0 | 0 | 0 | 0 | 0 | 0 | 0 | 0 | 0 | 0 | 0 | 0 | 0 | 0 | 0 | 0 | 23 | 0.35 |  |  | 1 | 2005Q4 | 2005 | 2005-12-01 | 3.2734 | 3.2734 | 3.2734 | 100% | 100% | 100% | 0% |  | 0% | 0 |  |  |  | 0 | 3.2734 | 3.2734 | 2.954% | 2.4 |  | 3.1857 | 2.5458 | 0 |  | 2004-10-01 | 2.5572 | 2.0829 | 2.8798 | 2.3457
2003-03-01 | 33.1776 | [5 empty] | 2005-08-01 | 0 | 0 | 0 | 0 | 0 | 0 | 0 | 0 | 0 | 0 | 0 | 0 | 0 | 0 | 0 | 0 | 0 | 0 | 0 | 0 | 0 | 0 | 23 | 0.35 |  |  | 1 | 2006Q1 | 2006 | 2006-01-01 | 3.1477 | 3.1477 | 3.1477 | 100% | 100% | 100% | 0% |  | 0% | 0 |  |  |  | 0 | 3.1477 | 3.1477 | 3.335% | 2.4 |  | 3.1445 | 2.7238 | 0 |  | 2004-11-01 | 2.6877 | 2.138 | 3.0268 | 2.4077
2003-04-01 | 31.9733 | [5 empty] | 2005-09-01 | 0 | 0 | 0 | 0 | 0 | 0 | 0 | 0 | 0 | 0 | 0 | 0 | 0 | 0 | 0 | 0 | 0 | 0 | 0 | 0 | 0 | 0 | 24 | 0.35 |  |  | 1 | 2006Q1 | 2006 | 2006-02-01 | 2.9073 | 2.9073 | 2.9073 | 100% | 100% | 100% | 0% |  | 0% | 0 |  |  |  | 0 | 2.9073 | 2.9073 | 3.335% | 2.4 |  | 2.9072 | 2.5371 | 0 |  | 2004-12-01 | 2.7445 | 2.1828 | 3.0908 | 2.4582
2003-05-01 | 32.7707 | [5 empty] | 2005-10-01 | 0 | 0 | 0 | 0 | 0 | 0 | 0 | 0 | 0 | 0 | 0 | 0 | 0 | 0 | 0 | 0 | 0 | 0 | 0 | 0 | 0 | 0 | 24 | 0.35 |  |  | 1 | 2006Q1 | 2006 | 2006-03-01 | 2.7512 | 2.7512 | 2.7512 | 100% | 100% | 100% | 0% |  | 0% | 0 |  |  |  | 0 | 2.7512 | 2.7512 | 3.335% | 2.4 |  | 2.8209 | 2.4112 | 0 |  | 2005-01-01 | 2.6495 | 2.2609 | 3.0435 | 2.5971
2003-06-01 | 31.4641 | [5 empty] | 2005-11-01 | 0 | 0 | 0 | 0 | 0 | 0 | 0 | 0 | 0 | 0 | 0 | 0 | 0 | 0 | 0 | 0 | 0 | 0 | 0 | 0 | 0 | 0 | 24 | 0.35 |  |  | 1 | 2006Q2 | 2006 | 2006-04-01 | 2.6687 | 2.6687 | 2.6687 | 100% | 100% | 100% | 0% |  | 0% | 0 |  |  |  | 0 | 2.6687 | 2.6687 | 3.335% | 2.4 |  | 2.765 | 2.3379 | 0 |  | 2005-02-01 | 2.4496 | 2.1059 | 2.8138 | 2.419
2003-07-01 | 43.4828 | [5 empty] | 2005-12-01 | 0 | 0 | 0 | 0 | 0 | 0 | 0 | 0 | 0 | 0 | 0 | 0 | 0 | 0 | 0 | 0 | 0 | 0 | 0 | 0 | 0 | 0 | 25 | 0.35 |  |  | 1 | 2006Q2 | 2006 | 2006-05-01 | 2.6486 | 2.6486 | 2.6486 | 100% | 100% | 100% | 0% |  | 0% | 0 |  |  |  | 0 | 2.6486 | 2.6486 | 3.335% | 2.4 |  | 2.7394 | 2.3091 | 0 |  | 2005-03-01 | 2.3769 | 2.0014 | 2.7303 | 2.2989
2003-08-01 | 58.3585 | [5 empty] | 2006-01-01 | 0 | 0 | 0 | 0 | 0 | 0 | 0 | 0 | 0 | 0 | 0 | 0 | 0 | 0 | 0 | 0 | 0 | 0 | 0 | 0 | 0 | 0 | 25 | 0.35 |  |  | 1 | 2006Q2 | 2006 | 2006-06-01 | 2.6806 | 2.6806 | 2.6806 | 100% | 100% | 100% | 0% |  | 0% | 0 |  |  |  | 0 | 2.6806 | 2.6806 | 3.335% | 2.4 |  | 2.7441 | 2.3167 | 0 |  | 2005-04-01 | 2.3297 | 1.9405 | 2.6761 | 2.2291
2003-09-01 | 50.3153 | [5 empty] | 2006-02-01 | 0 | 0 | 0 | 0 | 0 | 0 | 0 | 0 | 0 | 0 | 0 | 0 | 0 | 0 | 0 | 0 | 0 | 0 | 0 | 0 | 0 | 0 | 25 | 0.35 |  |  | 1 | 2006Q3 | 2006 | 2006-07-01 | 2.7537 | 2.7537 | 2.7537 | 100% | 100% | 100% | 0% |  | 0% | 0 |  |  |  | 0 | 2.7537 | 2.7537 | 3.335% | 2.4 |  | 2.7792 | 2.3525 | 0 |  | 2005-05-01 | 2.3082 | 1.9167 | 2.6514 | 2.2016
2003-10-01 | 43.0547 | [5 empty] | 2006-03-01 | 0 | 0 | 0 | 0 | 0 | 0 | 0 | 0 | 0 | 0 | 0 | 0 | 0 | 0 | 0 | 0 | 0 | 0 | 0 | 0 | 0 | 0 | 26 | 0.35 |  |  | 1 | 2006Q3 | 2006 | 2006-08-01 | 2.8577 | 2.8577 | 2.8577 | 100% | 100% | 100% | 0% |  | 0% | 0 |  |  |  | 0 | 2.8577 | 2.8577 | 3.335% | 2.4 |  | 2.8447 | 2.4084 | 0 |  | 2005-06-01 | 2.3122 | 1.923 | 2.656 | 2.2089
2003-11-01 | 45.3198 | [5 empty] | 2006-04-01 | 0 | 0 | 0 | 0 | 0 | 0 | 0 | 0 | 0 | 0 | 0 | 0 | 0 | 0 | 0 | 0 | 0 | 0 | 0 | 0 | 0 | 0 | 26 | 0.35 |  |  | 1 | 2006Q3 | 2006 | 2006-09-01 | 2.9814 | 2.9814 | 2.9814 | 100% | 100% | 100% | 0% |  | 0% | 0 |  |  |  | 0 | 2.9814 | 2.9814 | 3.335% | 2.4 |  | 2.9406 | 2.4763 | 0 |  | 2005-07-01 | 2.3418 | 1.9527 | 2.69 | 2.243
2003-12-01 | 44.6139 | [5 empty] | 2006-05-01 | 0 | 0 | 0 | 0 | 0 | 0 | 0 | 0 | 0 | 0 | 0 | 0 | 0 | 0 | 0 | 0 | 0 | 0 | 0 | 0 | 0 | 0 | 26 | 0.35 |  |  | 1 | 2006Q4 | 2006 | 2006-10-01 | 3.1139 | 3.1139 | 3.1139 | 100% | 100% | 100% | 0% |  | 0% | 0 |  |  |  | 0 | 3.1139 | 3.1139 | 3.335% | 2.4 |  | 3.0668 | 2.548 | 0 |  | 2005-08-01 | 2.397 | 1.9991 | 2.7533 | 2.2964
2004-01-01 | 39.0018 | [5 empty] | 2006-06-01 | 0 | 0 | 0 | 0 | 0 | 0 | 0 | 0 | 0 | 0 | 0 | 0 | 0 | 0 | 0 | 0 | 0 | 0 | 0 | 0 | 0 | 0 | 27 | 0.35 |  |  | 1 | 2006Q4 | 2006 | 2006-11-01 | 3.2445 | 3.2445 | 3.2445 | 100% | 100% | 100% | 0% |  | 0% | 0 |  |  |  | 0 | 3.2445 | 3.2445 | 3.335% | 2.4 |  | 3.2233 | 2.6153 | 0 |  | 2005-09-01 | 2.4777 | 2.0554 | 2.8461 | 2.3611
2004-02-01 | 31.6179 | [5 empty] | 2006-07-01 | 0 | 0 | 0 | 0 | 0 | 0 | 0 | 0 | 0 | 0 | 0 | 0 | 0 | 0 | 0 | 0 | 0 | 0 | 0 | 0 | 0 | 0 | 27 | 0.35 |  |  | 1 | 2006Q4 | 2006 | 2006-12-01 | 3.3825 | 3.3825 | 3.3825 | 100% | 100% | 100% | 0% |  | 0% | 0 |  |  |  | 0 | 3.3825 | 3.3825 | 3.335% | 2.4 |  | 3.2914 | 2.6701 | 0 |  | 2005-10-01 | 2.5841 | 2.1149 | 2.9683 | 2.4294
2004-03-01 | 29.5795 | [5 empty] | 2006-08-01 | 0 | 0 | 0 | 0 | 0 | 0 | 0 | 0 | 0 | 0 | 0 | 0 | 0 | 0 | 0 | 0 | 0 | 0 | 0 | 0 | 0 | 0 | 27 | 0.35 |  |  | 1 | 2007Q1 | 2007 | 2007-01-01 | 3.2445 | 3.2445 | 3.2445 | 100% | 100% | 100% | 0% |  | 0% | 0 |  |  |  | 0 | 3.2445 | 3.2445 | 3.075% | 2.4 |  | 3.2607 | 2.8496 | 0 |  | 2005-11-01 | 2.716 | 2.1708 | 3.1198 | 2.4936
2004-04-01 | 29.1473 | [5 empty] | 2006-09-01 | 0 | 0 | 0 | 0 | 0 | 0 | 0 | 0 | 0 | 0 | 0 | 0 | 0 | 0 | 0 | 0 | 0 | 0 | 0 | 0 | 0 | 0 | 28 | 0.35 |  |  | 1 | 2007Q1 | 2007 | 2007-02-01 | 2.9967 | 2.9967 | 2.9967 | 100% | 100% | 100% | 0% |  | 0% | 0 |  |  |  | 0 | 2.9967 | 2.9967 | 3.075% | 2.4 |  | 3.0146 | 2.6543 | 0 |  | 2005-12-01 | 2.7734 | 2.2163 | 3.1857 | 2.5458
2004-05-01 | 29.9922 | [5 empty] | 2006-10-01 | 0 | 0 | 0 | 0 | 0 | 0 | 0 | 0 | 0 | 0 | 0 | 0 | 0 | 0 | 0 | 0 | 0 | 0 | 0 | 0 | 0 | 0 | 28 | 0.35 |  |  | 1 | 2007Q1 | 2007 | 2007-03-01 | 2.8358 | 2.8358 | 2.8358 | 100% | 100% | 100% | 0% |  | 0% | 0 |  |  |  | 0 | 2.8358 | 2.8358 | 3.075% | 2.4 |  | 2.9251 | 2.5225 | 0 |  | 2006-01-01 | 2.6838 | 2.3248 | 3.1445 | 2.7238
2004-06-01 | 28.3175 | [5 empty] | 2006-11-01 | 0 | 0 | 0 | 0 | 0 | 0 | 0 | 0 | 0 | 0 | 0 | 0 | 0 | 0 | 0 | 0 | 0 | 0 | 0 | 0 | 0 | 0 | 28 | 0.35 |  |  | 1 | 2007Q2 | 2007 | 2007-04-01 | 2.7508 | 2.7508 | 2.7508 | 100% | 100% | 100% | 0% |  | 0% | 0 |  |  |  | 0 | 2.7508 | 2.7508 | 3.075% | 2.4 |  | 2.8671 | 2.4458 | 0 |  | 2006-02-01 | 2.4813 | 2.1654 | 2.9072 | 2.5371
2004-07-01 | 39.4995 | [5 empty] | 2006-12-01 | 0 | 0 | 0 | 0 | 0 | 0 | 0 | 0 | 0 | 0 | 0 | 0 | 0 | 0 | 0 | 0 | 0 | 0 | 0 | 0 | 0 | 0 | 29 | 0.35 |  |  | 1 | 2007Q2 | 2007 | 2007-05-01 | 2.73 | 2.73 | 2.73 | 100% | 100% | 100% | 0% |  | 0% | 0 |  |  |  | 0 | 2.73 | 2.73 | 3.075% | 2.4 |  | 2.8406 | 2.4157 | 0 |  | 2006-03-01 | 2.4076 | 2.0579 | 2.8209 | 2.4112
2004-08-01 | 47.509 | [5 empty] | 2007-01-01 | 0 | 0 | 0 | 0 | 0 | 0 | 0 | 0 | 0 | 0 | 0 | 0 | 0 | 0 | 0 | 0 | 0 | 0 | 0 | 0 | 0 | 0 | 29 | 0.35 |  |  | 1 | 2007Q2 | 2007 | 2007-06-01 | 2.763 | 2.763 | 2.763 | 100% | 100% | 100% | 0% |  | 0% | 0 |  |  |  | 0 | 2.763 | 2.763 | 3.075% | 2.4 |  | 2.8455 | 2.4237 | 0 |  | 2006-04-01 | 2.3599 | 1.9953 | 2.765 | 2.3379
2004-09-01 | 42.4181 | [5 empty] | 2007-02-01 | 0 | 0 | 0 | 0 | 0 | 0 | 0 | 0 | 0 | 0 | 0 | 0 | 0 | 0 | 0 | 0 | 0 | 0 | 0 | 0 | 0 | 0 | 29 | 0.35 |  |  | 1 | 2007Q3 | 2007 | 2007-07-01 | 2.8384 | 2.8384 | 2.8384 | 100% | 100% | 100% | 0% |  | 0% | 0 |  |  |  | 0 | 2.8384 | 2.8384 | 3.075% | 2.4 | 3.075% | 2.8819 | 2.4612 | 0 |  | 2006-05-01 | 2.338 | 1.9708 | 2.7394 | 2.3091
2004-10-01 | 38.0904 | [5 empty] | 2007-03-01 | 0 | 0 | 0 | 0 | 0 | 0 | 0 | 0 | 0 | 0 | 0 | 0 | 0 | 0 | 0 | 0 | 0 | 0 | 0 | 0 | 0 | 0 | 30 | 0.35 |  |  | 1 | 2007Q3 | 2007 | 2007-08-01 | 2.9455 | 2.9455 | 2.9455 | 100% | 100% | 100% | 0% |  | 0% | 0 |  |  |  | 0 | 2.9455 | 2.9455 | 3.075% | 2.4 | 3.075% | 2.9498 | 2.5197 | 0 |  | 2006-06-01 | 2.3421 | 1.9773 | 2.7441 | 2.3167
2004-11-01 | 39.044 | [5 empty] | 2007-04-01 | 0 | 0 | 0 | 0 | 0 | 0 | 0 | 0 | 0 | 0 | 0 | 0 | 0 | 0 | 0 | 0 | 0 | 0 | 0 | 0 | 0 | 0 | 30 | 0.35 |  |  | 1 | 2007Q3 | 2007 | 2007-09-01 | 3.0731 | 3.0731 | 3.0731 | 100% | 100% | 100% | 0% |  | 0% | 0 |  |  |  | 0 | 3.0731 | 3.0731 | 3.075% | 2.4 | 3.075% | 3.0492 | 2.5906 | 0 |  | 2006-07-01 | 2.3721 | 2.0079 | 2.7792 | 2.3525
2004-12-01 | 41.2063 | [5 empty] | 2007-05-01 | 0 | 0 | 0 | 0 | 0 | 0 | 0 | 0 | 0 | 0 | 0 | 0 | 0 | 0 | 0 | 0 | 0 | 0 | 0 | 0 | 0 | 0 | 30 | 0.35 |  |  | 1 | 2007Q4 | 2007 | 2007-10-01 | 3.2096 | 3.2096 | 3.2096 | 100% | 100% | 100% | 0% |  | 0% | 0 |  |  |  | 0 | 3.2096 | 3.2096 | 3.075% | 2.4 | 3.075% | 3.1801 | 2.6656 | 0 |  | 2006-08-01 | 2.4279 | 2.0556 | 2.8447 | 2.4084
2005-01-01 | 38.5009 | [5 empty] | 2007-06-01 | 0 | 0 | 0 | 0 | 0 | 0 | 0 | 0 | 0 | 0 | 0 | 0 | 0 | 0 | 0 | 0 | 0 | 0 | 0 | 0 | 0 | 0 | 31 | 0.35 |  |  | 1 | 2007Q4 | 2007 | 2007-11-01 | 3.3443 | 3.3443 | 3.3443 | 100% | 100% | 100% | 0% |  | 0% | 0 |  |  |  | 0 | 3.3443 | 3.3443 | 3.075% | 2.4 | 3.075% | 3.3424 | 2.736 | 0 |  | 2006-09-01 | 2.5097 | 2.1135 | 2.9406 | 2.4763
2005-02-01 | 31.8747 | [5 empty] | 2007-07-01 | 0 | 0 | 0 | 0 | 0 | 0 | 0 | 0 | 0 | 0 | 0 | 0 | 0 | 0 | 0 | 0 | 0 | 0 | 0 | 0 | 0 | 0 | 31 | 0.35 |  |  | 1 | 2007Q4 | 2007 | 2007-12-01 | 3.4865 | 3.4865 | 3.4865 | 100% | 100% | 100% | 0% |  | 0% | 0 |  |  |  | 0 | 3.4865 | 3.4865 | 3.075% | 2.4 | 3.075% | 3.4131 | 2.7934 | 0 |  | 2006-10-01 | 2.6175 | 2.1747 | 3.0668 | 2.548
2005-03-01 | 28.0579 | [5 empty] | 2007-08-01 | 0 | 0 | 0 | 0 | 0 | 0 | 0 | 0 | 0 | 0 | 0 | 0 | 0 | 0 | 0 | 0 | 0 | 0 | 0 | 0 | 0 | 0 | 31 | 0.35 |  |  | 1 | 2008Q1 | 2008 | 2008-01-01 | 3.3414 | 3.3414 | 3.3414 | 100% | 100% | 100% | 0% |  | 0% | 0 |  |  |  | 0 | 3.3414 | 3.3414 | 2.986% | 2.4 | 2.986% | 3.3849 | 2.9743 | 0 |  | 2006-11-01 | 2.7511 | 2.2321 | 3.2233 | 2.6153
2005-04-01 | 28.7945 | [5 empty] | 2007-09-01 | 0 | 0 | 0 | 0 | 0 | 0 | 0 | 0 | 0 | 0 | 0 | 0 | 0 | 0 | 0 | 0 | 0 | 0 | 0 | 0 | 0 | 0 | 32 | 0.35 |  |  | 1 | 2008Q1 | 2008 | 2008-02-01 | 3.0862 | 3.0862 | 3.0862 | 100% | 100% | 100% | 0% |  | 0% | 0 |  |  |  | 0 | 3.0862 | 3.0862 | 2.986% | 2.4 | 2.986% | 3.1295 | 2.7703 | 0 |  | 2006-12-01 | 2.8092 | 2.2789 | 3.2914 | 2.6701
2005-05-01 | 29.2416 | [5 empty] | 2007-10-01 | 0 | 0 | 0 | 0 | 0 | 0 | 0 | 0 | 0 | 0 | 0 | 0 | 0 | 0 | 0 | 0 | 0 | 0 | 0 | 0 | 0 | 0 | 32 | 0.35 |  |  | 1 | 2008Q1 | 2008 | 2008-03-01 | 2.9207 | 2.9207 | 2.9207 | 100% | 100% | 100% | 0% |  | 0% | 0 |  |  |  | 0 | 2.9207 | 2.9207 | 2.992% | 2.4 | 2.992% | 3.0366 | 2.6328 | 0 |  | 2007-01-01 | 2.7284 | 2.3844 | 3.2607 | 2.8496
2005-06-01 | 27.3198 | [5 empty] | 2007-11-01 | 0 | 0 | 0 | 0 | 0 | 0 | 0 | 0 | 0 | 0 | 0 | 0 | 0 | 0 | 0 | 0 | 0 | 0 | 0 | 0 | 0 | 0 | 32 | 0.35 |  |  | 1 | 2008Q2 | 2008 | 2008-04-01 | 2.8331 | 2.8331 | 2.8331 | 100% | 100% | 100% | 0% |  | 0% | 0 |  |  |  | 0 | 2.8331 | 2.8331 | 2.992% | 2.4 | 2.992% | 2.9763 | 2.5528 | 0 |  | 2007-02-01 | 2.5225 | 2.221 | 3.0146 | 2.6543
2005-07-01 | 40.5029 | [5 empty] | 2007-12-01 | 0 | 0 | 0 | 0 | 0 | 0 | 0 | 0 | 0 | 0 | 0 | 0 | 0 | 0 | 0 | 0 | 0 | 0 | 0 | 0 | 0 | 0 | 33 | 0.35 |  |  | 1 | 2008Q2 | 2008 | 2008-05-01 | 2.8117 | 2.8117 | 2.8117 | 100% | 100% | 100% | 0% |  | 0% | 0 |  |  |  | 0 | 2.8117 | 2.8117 | 2.992% | 2.4 | 2.992% | 2.9488 | 2.5214 | 0 |  | 2007-03-01 | 2.4476 | 2.1107 | 2.9251 | 2.5225
2005-08-01 | 57.0768 | [5 empty] | 2008-01-01 | 0 | 0 | 0 | 0 | 0 | 0 | 0 | 0 | 0 | 0 | 0 | 0 | 0 | 0 | 0 | 0 | 0 | 0 | 0 | 0 | 0 | 0 | 33 | 0.35 |  |  | 1 | 2008Q2 | 2008 | 2008-06-01 | 2.8457 | 2.8457 | 2.8457 | 100% | 100% | 100% | 0% |  | 0% | 0 |  |  |  | 0 | 2.8457 | 2.8457 | 2.992% | 2.4 | 2.992% | 2.9539 | 2.5297 | 0 |  | 2007-04-01 | 2.3991 | 2.0466 | 2.8671 | 2.4458
2005-09-01 | 46.5797 | [5 empty] | 2008-02-01 | 0 | 0 | 0 | 0 | 0 | 0 | 0 | 0 | 0 | 0 | 0 | 0 | 0 | 0 | 0 | 0 | 0 | 0 | 0 | 0 | 0 | 0 | 33 | 0.35 |  |  | 1 | 2008Q3 | 2008 | 2008-07-01 | 2.9233 | 2.9233 | 2.9233 | 100% | 100% | 100% | 0% |  | 0% | 0 |  |  |  | 0 | 2.9233 | 2.9233 | 2.992% | 2.4 | 2.992% | 2.9917 | 2.5688 | 0 |  | 2007-05-01 | 2.3769 | 2.0214 | 2.8406 | 2.4157
2005-10-01 | 40.5904 | [5 empty] | 2008-03-01 | 0 | 0 | 0 | 0 | 0 | 0 | 0 | 0 | 0 | 0 | 0 | 0 | 0 | 0 | 0 | 0 | 0 | 0 | 0 | 0 | 0 | 0 | 34 | 0.35 |  |  | 1 | 2008Q3 | 2008 | 2008-08-01 | 3.0337 | 3.0337 | 3.0337 | 100% | 100% | 100% | 0% |  | 0% | 0 |  |  |  | 0 | 3.0337 | 3.0337 | 2.992% | 2.4 | 2.992% | 3.0622 | 2.6299 | 0 |  | 2007-06-01 | 2.381 | 2.028 | 2.8455 | 2.4237
2005-11-01 | 43.2172 | [5 empty] | 2008-04-01 | 0 | 0 | 0 | 0 | 0 | 0 | 0 | 0 | 0 | 0 | 0 | 0 | 0 | 0 | 0 | 0 | 0 | 0 | 0 | 0 | 0 | 0 | 34 | 0.35 |  |  | 1 | 2008Q3 | 2008 | 2008-09-01 | 3.165 | 3.165 | 3.165 | 100% | 100% | 100% | 0% |  | 0% | 0 |  |  |  | 0 | 3.165 | 3.165 | 2.992% | 2.4 | 2.992% | 3.1654 | 2.704 | 0 |  | 2007-07-01 | 2.4115 | 2.0594 | 2.8819 | 2.4612
2005-12-01 | 42.7215 | [5 empty] | 2008-05-01 | 0 | 0 | 0 | 0 | 0 | 0 | 0 | 0 | 0 | 0 | 0 | 0 | 0 | 0 | 0 | 0 | 0 | 0 | 0 | 0 | 0 | 0 | 34 | 0.35 |  |  | 1 | 2008Q4 | 2008 | 2008-10-01 | 3.3056 | 3.3056 | 3.3056 | 100% | 100% | 100% | 0% |  | 0% | 0 |  |  |  | 0 | 3.3056 | 3.3056 | 2.992% | 2.4 | 2.992% | 3.3012 | 2.7822 | 0 |  | 2007-08-01 | 2.4683 | 2.1083 | 2.9498 | 2.5197
2006-01-01 | 41.6901 | [5 empty] | 2008-06-01 | 0 | 0 | 0 | 0 | 0 | 0 | 0 | 0 | 0 | 0 | 0 | 0 | 0 | 0 | 0 | 0 | 0 | 0 | 0 | 0 | 0 | 0 | 35 | 0.35 |  |  | 1 | 2008Q4 | 2008 | 2008-11-01 | 3.4443 | 3.4443 | 3.4443 | 100% | 100% | 100% | 0% |  | 0% | 0 |  |  |  | 0 | 3.4443 | 3.4443 | 2.992% | 2.4 | 2.992% | 3.4698 | 2.8557 | 0 |  | 2007-09-01 | 2.5515 | 2.1677 | 3.0492 | 2.5906
2006-02-01 | 32.3636 | [5 empty] | 2008-07-01 | 0 | 0 | 0 | 0 | 0 | 0 | 0 | 0 | 0 | 0 | 0 | 0 | 0 | 0 | 0 | 0 | 0 | 0 | 0 | 0 | 0 | 0 | 35 | 0.35 |  |  | 1 | 2008Q4 | 2008 | 2008-12-01 | 3.5908 | 3.5908 | 3.5908 | 100% | 100% | 100% | 0% |  | 0% | 0 |  |  |  | 0 | 3.5908 | 3.5908 | 2.992% | 2.4 | 2.992% | 3.5431 | 2.9156 | 0 |  | 2007-10-01 | 2.661 | 2.2305 | 3.1801 | 2.6656
2006-03-01 | 30.3773 | [5 empty] | 2008-08-01 | 0 | 0 | 0 | 0 | 0 | 0 | 0 | 0 | 0 | 0 | 0 | 0 | 0 | 0 | 0 | 0 | 0 | 0 | 0 | 0 | 0 | 0 | 35 | 0.35 |  |  | 1 | 2009Q1 | 2009 | 2009-01-01 | 3.4318 | 3.4318 | 3.4318 | 100% | 100% | 100% | 0% |  | 0% | 0 |  |  |  | 0 | 3.4318 | 3.4318 | 2.703% | 2.4 | 2.703% | 3.5074 | 3.0664 | 0 |  | 2007-11-01 | 2.7968 | 2.2894 | 3.3424 | 2.736
2006-04-01 | 29.9471 | [5 empty] | 2008-09-01 | 0 | 0 | 0 | 0 | 0 | 0 | 0 | 0 | 0 | 0 | 0 | 0 | 0 | 0 | 0 | 0 | 0 | 0 | 0 | 0 | 0 | 0 | 36 | 0.35 |  |  | 1 | 2009Q1 | 2009 | 2009-02-01 | 3.1696 | 3.1696 | 3.1696 | 100% | 100% | 100% | 0% |  | 0% | 0 |  |  |  | 0 | 3.1696 | 3.1696 | 2.703% | 2.4 | 2.703% | 3.2427 | 2.8562 | 0 |  | 2007-12-01 | 2.8559 | 2.3374 | 3.4131 | 2.7934
2006-05-01 | 29.9609 | [5 empty] | 2008-10-01 | 0 | 0 | 0 | 0 | 0 | 0 | 0 | 0 | 0 | 0 | 0 | 0 | 0 | 0 | 0 | 0 | 0 | 0 | 0 | 0 | 0 | 0 | 36 | 0.35 |  |  | 1 | 2009Q1 | 2009 | 2009-03-01 | 2.9995 | 2.9995 | 2.9995 | 100% | 100% | 100% | 0% |  | 0% | 0 |  |  |  | 0 | 2.9995 | 2.9995 | 2.698% | 2.4 | 2.698% | 3.1464 | 2.7144 | 0 |  | 2008-01-01 | 2.7768 | 2.4399 | 3.3849 | 2.9743
2006-06-01 | 29.4154 | [5 empty] | 2008-11-01 | 0 | 0 | 0 | 0 | 0 | 0 | 0 | 0 | 0 | 0 | 0 | 0 | 0 | 0 | 0 | 0 | 0 | 0 | 0 | 0 | 0 | 0 | 36 | 0.35 |  |  | 1 | 2009Q2 | 2009 | 2009-04-01 | 2.9095 | 2.9095 | 2.9095 | 100% | 100% | 100% | 0% |  | 0% | 0 |  |  |  | 0 | 2.9095 | 2.9095 | 2.698% | 2.4 | 2.698% | 3.084 | 2.6319 | 0 |  | 2008-02-01 | 2.5673 | 2.2726 | 3.1295 | 2.7703
2006-07-01 | 42.4823 | [5 empty] | 2008-12-01 | 0 | 0 | 0 | 0 | 0 | 0 | 0 | 0 | 0 | 0 | 0 | 0 | 0 | 0 | 0 | 0 | 0 | 0 | 0 | 0 | 0 | 0 | 37 | 0.35 |  |  | 1 | 2009Q2 | 2009 | 2009-05-01 | 2.8876 | 2.8876 | 2.8876 | 100% | 100% | 100% | 0% |  | 0% | 0 |  |  |  | 0 | 2.8876 | 2.8876 | 2.698% | 2.4 | 2.698% | 3.0555 | 2.5995 | 0 |  | 2008-03-01 | 2.491 | 2.1598 | 3.0366 | 2.6328
2006-08-01 | 60.945 | [5 empty] | 2009-01-01 | 0 | 0 | 0 | 0 | 0 | 0 | 0 | 0 | 0 | 0 | 0 | 0 | 0 | 0 | 0 | 0 | 0 | 0 | 0 | 0 | 0 | 0 | 37 | 0.35 |  |  | 1 | 2009Q2 | 2009 | 2009-06-01 | 2.9224 | 2.9224 | 2.9224 | 100% | 100% | 100% | 0% |  | 0% | 0 |  |  |  | 0 | 2.9224 | 2.9224 | 2.698% | 2.4 | 2.698% | 3.0608 | 2.6081 | 0 |  | 2008-04-01 | 2.4416 | 2.0942 | 2.9763 | 2.5528
2006-09-01 | 49.3208 | [5 empty] | 2009-02-01 | 0 | 0 | 0 | 0 | 0 | 0 | 0 | 0 | 0 | 0 | 0 | 0 | 0 | 0 | 0 | 0 | 0 | 0 | 0 | 0 | 0 | 0 | 37 | 0.35 |  |  | 1 | 2009Q3 | 2009 | 2009-07-01 | 3.0022 | 3.0022 | 3.0022 | 100% | 100% | 100% | 0% |  | 0% | 0 |  |  |  | 0 | 3.0022 | 3.0022 | 2.698% | 2.4 | 2.698% | 3.1 | 2.6484 | 0 |  | 2008-05-01 | 2.419 | 2.0684 | 2.9488 | 2.5214
2006-10-01 | 42.9834 | [5 empty] | 2009-03-01 | 0 | 0 | 0 | 0 | 0 | 0 | 0 | 0 | 0 | 0 | 0 | 0 | 0 | 0 | 0 | 0 | 0 | 0 | 0 | 0 | 0 | 0 | 38 | 0.35 |  |  | 1 | 2009Q3 | 2009 | 2009-08-01 | 3.1155 | 3.1155 | 3.1155 | 100% | 100% | 100% | 0% |  | 0% | 0 |  |  |  | 0 | 3.1155 | 3.1155 | 2.698% | 2.4 | 2.698% | 3.173 | 2.7114 | 0 |  | 2008-06-01 | 2.4232 | 2.0752 | 2.9539 | 2.5297
2006-11-01 | 45.7114 | [5 empty] | 2009-04-01 | 0 | 0 | 0 | 0 | 0 | 0 | 0 | 0 | 0 | 0 | 0 | 0 | 0 | 0 | 0 | 0 | 0 | 0 | 0 | 0 | 0 | 0 | 38 | 0.35 |  |  | 1 | 2009Q3 | 2009 | 2009-09-01 | 3.2504 | 3.2504 | 3.2504 | 100% | 100% | 100% | 0% |  | 0% | 0 |  |  |  | 0 | 3.2504 | 3.2504 | 2.698% | 2.4 | 2.698% | 3.2799 | 2.7878 | 0 |  | 2008-07-01 | 2.4542 | 2.1073 | 2.9917 | 2.5688
2006-12-01 | 43.045 | [5 empty] | 2009-05-01 | 0 | 0 | 0 | 0 | 0 | 0 | 0 | 0 | 0 | 0 | 0 | 0 | 0 | 0 | 0 | 0 | 0 | 0 | 0 | 0 | 0 | 0 | 38 | 0.35 |  |  | 1 | 2009Q4 | 2009 | 2009-10-01 | 3.3948 | 3.3948 | 3.3948 | 100% | 100% | 100% | 0% |  | 0% | 0 |  |  |  | 0 | 3.3948 | 3.3948 | 2.698% | 2.4 | 2.698% | 3.4207 | 2.8684 | 0 |  | 2008-08-01 | 2.5121 | 2.1574 | 3.0622 | 2.6299
2007-01-01 | 42.0058 | [5 empty] | 2009-06-01 | 0 | 0 | 0 | 0 | 0 | 0 | 0 | 0 | 0 | 0 | 0 | 0 | 0 | 0 | 0 | 0 | 0 | 0 | 0 | 0 | 0 | 0 | 39 | 0.35 |  |  | 1 | 2009Q4 | 2009 | 2009-11-01 | 3.5373 | 3.5373 | 3.5373 | 100% | 100% | 100% | 0% |  | 0% | 0 |  |  |  | 0 | 3.5373 | 3.5373 | 2.698% | 2.4 | 2.698% | 3.5953 | 2.9442 | 0 |  | 2008-09-01 | 2.5967 | 2.2182 | 3.1654 | 2.704
2007-02-01 | 35.6976 | [5 empty] | 2009-07-01 | 0 | 0 | 0 | 0 | 0 | 0 | 0 | 0 | 0 | 0 | 0 | 0 | 0 | 0 | 0 | 0 | 0 | 0 | 0 | 0 | 0 | 0 | 39 | 0.35 |  |  | 1 | 2009Q4 | 2009 | 2009-12-01 | 3.6877 | 3.6877 | 3.6877 | 100% | 100% | 100% | 0% |  | 0% | 0 |  |  |  | 0 | 3.6877 | 3.6877 | 2.698% | 2.4 | 2.698% | 3.6713 | 3.0059 | 0 |  | 2008-10-01 | 2.7082 | 2.2824 | 3.3012 | 2.7822
2007-03-01 | 33.114 | [5 empty] | 2009-08-01 | 0 | 0 | 0 | 0 | 0 | 0 | 0 | 0 | 0 | 0 | 0 | 0 | 0 | 0 | 0 | 0 | 0 | 0 | 0 | 0 | 0 | 0 | 39 | 0.35 |  |  | 1 | 2010Q1 | 2010 | 2010-01-01 | 3.522 | 3.522 | 3.522 | 100% | 100% | 100% | 0% |  | 0% | 0 |  |  |  | 0 | 3.522 | 3.522 | 2.628% | 2.4 | 2.628% | 3.6508 | 3.0985 | 0 |  | 2008-11-01 | 2.8464 | 2.3427 | 3.4698 | 2.8557
2007-04-01 | 31.5335 | [5 empty] | 2009-09-01 | 0 | 0 | 0 | 0 | 0 | 0 | 0 | 0 | 0 | 0 | 0 | 0 | 0 | 0 | 0 | 0 | 0 | 0 | 0 | 0 | 0 | 0 | 40 | 0.35 |  |  |  | 2010Q1 | 2010 | 2010-02-01 | 3.2529 | 3.2529 | 3.2529 | 100% | 100% | 100% | 0% |  | 0% | 0 |  |  |  | 0 | 3.2529 | 3.2529 | 2.628% | 2.4 | 2.628% | 3.3753 | 2.8861 | 0 | 10 | 2008-12-01 | 2.9065 | 2.3918 | 3.5431 | 2.9156
2007-05-01 | 32.4079 | [5 empty] | 2009-10-01 | 0 | 0 | 0 | 0 | 0 | 0 | 0 | 0 | 0 | 0 | 0 | 0 | 0 | 0 | 0 | 0 | 0 | 0 | 0 | 0 | 0 | 0 | 40 | 0.35 |  |  |  | 2010Q1 | 2010 | 2010-03-01 | 3.0783 | 3.0783 | 3.0783 | 100% | 100% | 100% | 0% |  | 0% | 0 |  |  |  | 0 | 3.0783 | 3.0783 | 2.628% | 2.4 | 2.628% | 3.2751 | 2.7428 | 0 |  | 2009-01-01 | 2.8208 | 2.4662 | 3.5074 | 3.0664
2007-06-01 | 31.5618 | [5 empty] | 2009-11-01 | 0 | 0 | 0 | 0 | 0 | 0 | 0 | 0 | 0 | 0 | 0 | 0 | 0 | 0 | 0 | 0 | 0 | 0 | 0 | 0 | 0 | 0 | 40 | 0.35 |  |  |  | 2010Q2 | 2010 | 2010-04-01 | 2.986 | 2.986 | 2.986 | 100% | 100% | 100% | 0% |  | 0% | 0 |  |  |  | 0 | 2.986 | 2.986 | 2.628% | 2.4 | 2.628% | 3.2101 | 2.6594 | 0 |  | 2009-02-01 | 2.608 | 2.2971 | 3.2427 | 2.8562
2007-07-01 | 46.2982 | [5 empty] | 2009-12-01 | 0 | 0 | 0 | 0 | 0 | 0 | 0 | 0 | 0 | 0 | 0 | 0 | 0 | 0 | 0 | 0 | 0 | 0 | 0 | 0 | 0 | 0 | 41 | 0.35 |  |  |  | 2010Q2 | 2010 | 2010-05-01 | 2.9634 | 2.9634 | 2.9634 | 100% | 100% | 100% | 0% |  | 0% | 0 |  |  |  | 0 | 2.9634 | 2.9634 | 2.628% | 2.9634 | 2.628% | 3.1804 | 2.6267 | 0 |  | 2009-03-01 | 2.5306 | 2.1831 | 3.1464 | 2.7144
2007-08-01 | 65.2747 | [5 empty] | 2010-01-01 | 0 | 0 | 0 | 0 | 0 | 0 | 0 | 0 | 0 | 0 | 0 | 0 | 0 | 0 | 0 | 0 | 0 | 0 | 0 | 0 | 0 | 0 | 41 | 0.35 |  |  |  | 2010Q2 | 2010 | 2010-06-01 | 2.9992 | 2.9992 | 2.9992 | 100% | 100% | 100% | 0% |  | 0% | 0 |  |  |  | 0 | 2.9992 | 2.9992 | 2.628% | 2.9992 | 2.628% | 3.1859 | 2.6353 | 0 |  | 2009-04-01 | 2.4804 | 2.1167 | 3.084 | 2.6319
2007-09-01 | 51.6728 | [5 empty] | 2010-02-01 | 0 | 0 | 0 | 0 | 0 | 0 | 0 | 0 | 0 | 0 | 0 | 0 | 0 | 0 | 0 | 0 | 0 | 0 | 0 | 0 | 0 | 0 | 41 | 0.35 |  |  |  | 2010Q3 | 2010 | 2010-07-01 | 3.0811 | 3.0811 | 3.0811 | 100% | 100% | 100% | 0% |  | 0% | 0 |  |  |  | 0 | 3.0811 | 3.0811 | 2.628% | 3.0811 | 2.628% | 3.2267 | 2.6761 | 0 |  | 2009-05-01 | 2.4574 | 2.0907 | 3.0555 | 2.5995
2007-10-01 | 43.7645 | [5 empty] | 2010-03-01 | 0 | 0 | 0 | 0 | 0 | 0 | 0 | 0 | 0 | 0 | 0 | 0 | 0 | 0 | 0 | 0 | 0 | 0 | 0 | 0 | 0 | 0 | 42 | 0.35 |  |  |  | 2010Q3 | 2010 | 2010-08-01 | 3.1974 | 3.1974 | 3.1974 | 100% | 100% | 100% | 0% |  | 0% | 0 |  |  |  | 0 | 3.1974 | 3.1974 | 2.628% | 3.1974 | 2.628% | 3.3027 | 2.7397 | 0 |  | 2009-06-01 | 2.4617 | 2.0976 | 3.0608 | 2.6081
2007-11-01 | 46.7253 | [5 empty] | 2010-04-01 | 0 | 0 | 0 | 0 | 0 | 0 | 0 | 0 | 0 | 0 | 0 | 0 | 0 | 0 | 0 | 0 | 0 | 0 | 0 | 0 | 0 | 0 | 42 | 0.35 |  |  |  | 2010Q3 | 2010 | 2010-09-01 | 3.3358 | 3.3358 | 3.3358 | 100% | 100% | 100% | 0% |  | 0% | 0 |  |  |  | 0 | 3.3358 | 3.3358 | 2.628% | 3.3358 | 2.628% | 3.414 | 2.8169 | 0 |  | 2009-07-01 | 2.4932 | 2.13 | 3.1 | 2.6484
2007-12-01 | 47.6441 | [5 empty] | 2010-05-01 | 0 | 0 | 0 | 0 | 0 | 0 | 0 | 0 | 0 | 0 | 0 | 0 | 0 | 0 | 0 | 0 | 0 | 0 | 0 | 0 | 0 | 0 | 42 | 0.35 |  |  |  | 2010Q4 | 2010 | 2010-10-01 | 3.4841 | 3.4841 | 3.4841 | 100% | 100% | 100% | 0% |  | 0% | 0 |  |  |  | 0 | 3.4841 | 3.4841 | 2.628% | 3.4841 | 2.628% | 3.5606 | 2.8984 | 0 |  | 2009-08-01 | 2.5519 | 2.1806 | 3.173 | 2.7114
2008-01-01 | 43.4648 | [5 empty] | 2010-06-01 | 0 | 0 | 0 | 0 | 0 | 0 | 0 | 0 | 0 | 0 | 0 | 0 | 0 | 0 | 0 | 0 | 0 | 0 | 0 | 0 | 0 | 0 | 43 | 0.35 |  |  |  | 2010Q4 | 2010 | 2010-11-01 | 3.6302 | 3.6302 | 3.6302 | 100% | 100% | 100% | 0% |  | 0% | 0 |  |  |  | 0 | 3.6302 | 3.6302 | 2.628% | 3.6302 | 2.628% | 3.7423 | 2.975 | 0 |  | 2009-09-01 | 2.6379 | 2.2421 | 3.2799 | 2.7878
2008-02-01 | 35.2263 | [5 empty] | 2010-07-01 | 0 | 0 | 0 | 0 | 0 | 0 | 0 | 0 | 0 | 0 | 0 | 0 | 0 | 0 | 0 | 0 | 0 | 0 | 0 | 0 | 0 | 0 | 43 | 0.35 |  |  |  | 2010Q4 | 2010 | 2010-12-01 | 3.7846 | 3.7846 | 3.7846 | 100% | 100% | 100% | 0% |  | 0% | 0 |  |  |  | 0 | 3.7846 | 3.7846 | 2.628% | 3.7846 | 2.628% | 3.8214 | 3.0374 | 0 |  | 2009-10-01 | 2.7511 | 2.307 | 3.4207 | 2.8684
2008-03-01 | 34.0242 | [5 empty] | 2010-08-01 | 0 | 0 | 0 | 0 | 0 | 0 | 0 | 0 | 0 | 0 | 0 | 0 | 0 | 0 | 0 | 0 | 0 | 0 | 0 | 0 | 0 | 0 | 43 | 0.35 |  |  |  | 2011Q1 | 2011 | 2011-01-01 | 3.6077 | 3.6077 | 3.6077 | 100% | 100% | 100% | 0% |  | 0% | 0 |  |  |  | 0 | 3.6077 | 3.6077 | 2.435% | 3.6077 | 2.435% | 3.7776 | 3.226 | 0 |  | 2009-11-01 | 2.8916 | 2.3679 | 3.5953 | 2.9442
2008-04-01 | 32.4214 | [5 empty] | 2010-09-01 | 0 | 0 | 0 | 0 | 0 | 0 | 0 | 0 | 0 | 0 | 0 | 0 | 0 | 0 | 0 | 0 | 0 | 0 | 0 | 0 | 0 | 0 | 44 | 0.35 |  |  |  | 2011Q1 | 2011 | 2011-02-01 | 3.3322 | 3.3322 | 3.3322 | 100% | 100% | 100% | 0% |  | 0% | 0 |  |  |  | 0 | 3.3322 | 3.3322 | 2.435% | 3.3322 | 2.435% | 3.4926 | 3.0048 | 0 |  | 2009-12-01 | 2.9527 | 2.4176 | 3.6713 | 3.0059
2008-05-01 | 33.7861 | [5 empty] | 2010-10-01 | 0 | 0 | 0 | 0 | 0 | 0 | 0 | 0 | 0 | 0 | 0 | 0 | 0 | 0 | 0 | 0 | 0 | 0 | 0 | 0 | 0 | 0 | 44 | 0.35 |  |  |  | 2011Q1 | 2011 | 2011-03-01 | 3.1533 | 3.1533 | 3.1533 | 100% | 100% | 100% | 0% |  | 0% | 0 |  |  |  | 0 | 3.1533 | 3.1533 | 2.435% | 3.1533 | 2.435% | 3.3889 | 2.8557 | 0 |  | 2010-01-01 | 2.8786 | 2.4431 | 3.6508 | 3.0985
2008-06-01 | 33.9325 | [5 empty] | 2010-11-01 | 0 | 0 | 0 | 0 | 0 | 0 | 0 | 0 | 0 | 0 | 0 | 0 | 0 | 0 | 0 | 0 | 0 | 0 | 0 | 0 | 0 | 0 | 44 | 0.35 |  |  |  | 2011Q2 | 2011 | 2011-04-01 | 3.0587 | 3.0587 | 3.0587 | 100% | 100% | 100% | 0% |  | 0% | 0 |  |  |  | 0 | 3.0587 | 3.0587 | 2.435% | 3.0587 | 2.435% | 3.3217 | 2.7689 | 0 |  | 2010-02-01 | 2.6614 | 2.2756 | 3.3753 | 2.8861
2008-07-01 | 47.5157 | [5 empty] | 2010-12-01 | 0 | 0 | 0 | 0 | 0 | 0 | 0 | 0 | 0 | 0 | 0 | 0 | 0 | 0 | 0 | 0 | 0 | 0 | 0 | 0 | 0 | 0 | 45 | 0.35 |  |  |  | 2011Q2 | 2011 | 2011-05-01 | 3.0356 | 3.0356 | 3.0356 | 100% | 100% | 100% | 0% |  | 0% | 0 |  |  |  | 0 | 3.0356 | 3.0356 | 2.435% | 3.0356 | 2.435% | 3.2909 | 2.7348 | 0 |  | 2010-03-01 | 2.5824 | 2.1627 | 3.2751 | 2.7428
2008-08-01 | 81.137 | [5 empty] | 2011-01-01 | 0 | 0 | 0 | 0 | 0 | 0 | 0 | 0 | 0 | 0 | 0 | 0 | 0 | 0 | 0 | 0 | 0 | 0 | 0 | 0 | 0 | 0 | 45 | 0.35 |  |  |  | 2011Q2 | 2011 | 2011-06-01 | 3.0723 | 3.0723 | 3.0723 | 100% | 100% | 100% | 0% |  | 0% | 0 |  |  |  | 0 | 3.0723 | 3.0723 | 2.435% | 3.0723 | 2.435% | 3.2966 | 2.7438 | 0 |  | 2010-04-01 | 2.5312 | 2.0969 | 3.2101 | 2.6594
2008-09-01 | 52.6367 | [5 empty] | 2011-02-01 | 0 | 0 | 0 | 0 | 0 | 0 | 0 | 0 | 0 | 0 | 0 | 0 | 0 | 0 | 0 | 0 | 0 | 0 | 0 | 0 | 0 | 0 | 45 | 0.35 |  |  |  | 2011Q3 | 2011 | 2011-07-01 | 3.1561 | 3.1561 | 3.1561 | 100% | 100% | 100% | 0% |  | 0% | 0 |  |  |  | 0 | 3.1561 | 3.1561 | 2.435% | 3.1561 | 2.435% | 3.3388 | 2.7862 | 0 |  | 2010-05-01 | 2.5077 | 2.0711 | 3.1804 | 2.6267
2008-10-01 | 43.5053 | [5 empty] | 2011-03-01 | 0 | 0 | 0 | 0 | 0 | 0 | 0 | 0 | 0 | 0 | 0 | 0 | 0 | 0 | 0 | 0 | 0 | 0 | 0 | 0 | 0 | 0 | 46 | 0.35 |  |  |  | 2011Q3 | 2011 | 2011-08-01 | 3.2752 | 3.2752 | 3.2752 | 100% | 100% | 100% | 0% |  | 0% | 0 |  |  |  | 0 | 3.2752 | 3.2752 | 2.435% | 3.2752 | 2.435% | 3.4175 | 2.8525 | 0 |  | 2010-06-01 | 2.5121 | 2.0779 | 3.1859 | 2.6353
2008-11-01 | 48.4558 | [5 empty] | 2011-04-01 | 0 | 0 | 0 | 0 | 0 | 0 | 0 | 0 | 0 | 0 | 0 | 0 | 0 | 0 | 0 | 0 | 0 | 0 | 0 | 0 | 0 | 0 | 46 | 0.35 |  |  |  | 2011Q3 | 2011 | 2011-09-01 | 3.417 | 3.417 | 3.417 | 100% | 100% | 100% | 0% |  | 0% | 0 |  |  |  | 0 | 3.417 | 3.417 | 2.435% | 3.417 | 2.435% | 3.5327 | 2.9328 | 0 |  | 2010-07-01 | 2.5442 | 2.1101 | 3.2267 | 2.6761
2008-12-01 | 47.4169 | [5 empty] | 2011-05-01 | 0 | 0 | 0 | 0 | 0 | 0 | 0 | 0 | 0 | 0 | 0 | 0 | 0 | 0 | 0 | 0 | 0 | 0 | 0 | 0 | 0 | 0 | 46 | 0.35 |  |  |  | 2011Q4 | 2011 | 2011-10-01 | 3.5689 | 3.5689 | 3.5689 | 100% | 100% | 100% | 0% |  | 0% | 0 |  |  |  | 0 | 3.5689 | 3.5689 | 2.435% | 3.5689 | 2.435% | 3.6843 | 3.0177 | 0 |  | 2010-08-01 | 2.6042 | 2.1602 | 3.3027 | 2.7397
2009-01-01 | 42.7634 | [5 empty] | 2011-06-01 | 0 | 0 | 0 | 0 | 0 | 0 | 0 | 0 | 0 | 0 | 0 | 0 | 0 | 0 | 0 | 0 | 0 | 0 | 0 | 0 | 0 | 0 | 47 | 0.35 |  |  |  | 2011Q4 | 2011 | 2011-11-01 | 3.7186 | 3.7186 | 3.7186 | 100% | 100% | 100% | 0% |  | 0% | 0 |  |  |  | 0 | 3.7186 | 3.7186 | 2.435% | 3.7186 | 2.435% | 3.8724 | 3.0974 | 0 |  | 2010-09-01 | 2.6919 | 2.2211 | 3.414 | 2.8169
2009-02-01 | 37.6074 | [5 empty] | 2011-07-01 | 0 | 0 | 0 | 0 | 0 | 0 | 0 | 0 | 0 | 0 | 0 | 0 | 0 | 0 | 0 | 0 | 0 | 0 | 0 | 0 | 0 | 0 | 47 | 0.35 |  |  |  | 2011Q4 | 2011 | 2011-12-01 | 3.8768 | 3.8768 | 3.8768 | 100% | 100% | 100% | 0% |  | 0% | 0 |  |  |  | 0 | 3.8768 | 3.8768 | 2.435% | 3.8768 | 2.435% | 3.9542 | 3.1624 | 0 |  | 2010-10-01 | 2.8075 | 2.2854 | 3.5606 | 2.8984
2009-03-01 | 34.6498 | [5 empty] | 2011-08-01 | 0 | 0 | 0 | 0 | 0 | 0 | 0 | 0 | 0 | 0 | 0 | 0 | 0 | 0 | 0 | 0 | 0 | 0 | 0 | 0 | 0 | 0 | 47 | 0.35 |  |  |  | 2012Q1 | 2012 | 2012-01-01 | 3.6933 | 3.6933 | 3.6933 | 100% | 100% | 100% | 0% |  | 0% | 0 |  |  |  | 0 | 3.6933 | 3.6933 | 2.372% | 3.6933 | 2.372% | 3.917 | 3.2961 | 0 |  | 2010-11-01 | 2.9508 | 2.3458 | 3.7423 | 2.975
2009-04-01 | 34.1174 | [5 empty] | 2011-09-01 | 0 | 0 | 0 | 0 | 0 | 0 | 0 | 0 | 0 | 0 | 0 | 0 | 0 | 0 | 0 | 0 | 0 | 0 | 0 | 0 | 0 | 0 | 48 | 0.35 |  |  |  | 2012Q1 | 2012 | 2012-02-01 | 3.4112 | 3.4112 | 3.4112 | 100% | 100% | 100% | 0% |  | 0% | 0 |  |  |  | 0 | 3.4112 | 3.4112 | 2.372% | 3.4112 | 2.372% | 3.6214 | 3.0701 | 0 |  | 2010-12-01 | 3.0131 | 2.3949 | 3.8214 | 3.0374
2009-05-01 | 34.6002 | [5 empty] | 2011-10-01 | 0 | 0 | 0 | 0 | 0 | 0 | 0 | 0 | 0 | 0 | 0 | 0 | 0 | 0 | 0 | 0 | 0 | 0 | 0 | 0 | 0 | 0 | 48 | 0.35 |  |  |  | 2012Q1 | 2012 | 2012-03-01 | 3.2282 | 3.2282 | 3.2282 | 100% | 100% | 100% | 0% |  | 0% | 0 |  |  |  | 0 | 3.2282 | 3.2282 | 2.377% | 3.2282 | 2.377% | 3.5139 | 2.9177 | 0 |  | 2011-01-01 | 2.9202 | 2.4938 | 3.7776 | 3.226
2009-06-01 | 34.0967 | [5 empty] | 2011-11-01 | 0 | 0 | 0 | 0 | 0 | 0 | 0 | 0 | 0 | 0 | 0 | 0 | 0 | 0 | 0 | 0 | 0 | 0 | 0 | 0 | 0 | 0 | 48 | 0.35 |  |  |  | 2012Q2 | 2012 | 2012-04-01 | 3.1314 | 3.1314 | 3.1314 | 100% | 100% | 100% | 0% |  | 0% | 0 |  |  |  | 0 | 3.1314 | 3.1314 | 2.377% | 3.1314 | 2.377% | 3.4442 | 2.829 | 0 |  | 2011-02-01 | 2.6999 | 2.3228 | 3.4926 | 3.0048
2009-07-01 | 49.159 | [5 empty] | 2011-12-01 | 0 | 0 | 0 | 0 | 0 | 0 | 0 | 0 | 0 | 0 | 0 | 0 | 0 | 0 | 0 | 0 | 0 | 0 | 0 | 0 | 0 | 0 | 49 | 0.35 |  |  |  | 2012Q2 | 2012 | 2012-05-01 | 3.1078 | 3.1078 | 3.1078 | 100% | 100% | 100% | 0% |  | 0% | 0 |  |  |  | 0 | 3.1078 | 3.1078 | 2.377% | 3.1078 | 2.377% | 3.4123 | 2.7942 | 0 |  | 2011-03-01 | 2.6197 | 2.2075 | 3.3889 | 2.8557
2009-08-01 | 83.0915 | [5 empty] | 2012-01-01 | 0 | 0 | 0 | 0 | 0 | 0 | 0 | 0 | 0 | 0 | 0 | 0 | 0 | 0 | 0 | 0 | 0 | 0 | 0 | 0 | 0 | 0 | 49 | 0.35 |  |  |  | 2012Q2 | 2012 | 2012-06-01 | 3.1453 | 3.1453 | 3.1453 | 100% | 100% | 100% | 0% |  | 0% | 0 |  |  |  | 0 | 3.1453 | 3.1453 | 2.377% | 3.1453 | 2.377% | 3.4182 | 2.8034 | 0 |  | 2011-04-01 | 2.5678 | 2.1404 | 3.3217 | 2.7689
2009-09-01 | 53.7806 | [5 empty] | 2012-02-01 | 0 | 0 | 0 | 0 | 0 | 0 | 0 | 0 | 0 | 0 | 0 | 0 | 0 | 0 | 0 | 0 | 0 | 0 | 0 | 0 | 0 | 0 | 49 | 0.35 |  |  |  | 2012Q3 | 2012 | 2012-07-01 | 3.2312 | 3.2312 | 3.2312 | 100% | 100% | 100% | 0% |  | 0% | 0 |  |  |  | 0 | 3.2312 | 3.2312 | 2.377% | 3.2312 | 2.377% | 3.462 | 2.8468 | 0 |  | 2011-05-01 | 2.544 | 2.1141 | 3.2909 | 2.7348
2009-10-01 | 45.7753 | [5 empty] | 2012-03-01 | 0 | 0 | 0 | 0 | 0 | 0 | 0 | 0 | 0 | 0 | 0 | 0 | 0 | 0 | 0 | 0 | 0 | 0 | 0 | 0 | 0 | 0 | 50 | 0.35 |  |  |  | 2012Q3 | 2012 | 2012-08-01 | 3.3531 | 3.3531 | 3.3531 | 100% | 100% | 100% | 0% |  | 0% | 0 |  |  |  | 0 | 3.3531 | 3.3531 | 2.377% | 3.3531 | 2.377% | 3.5436 | 2.9144 | 0 |  | 2011-06-01 | 2.5484 | 2.121 | 3.2966 | 2.7438
2009-11-01 | 51.0221 | [5 empty] | 2012-04-01 | 0 | 0 | 0 | 0 | 0 | 0 | 0 | 0 | 0 | 0 | 0 | 0 | 0 | 0 | 0 | 0 | 0 | 0 | 0 | 0 | 0 | 0 | 50 | 0.35 |  |  |  | 2012Q3 | 2012 | 2012-09-01 | 3.4983 | 3.4983 | 3.4983 | 100% | 100% | 100% | 0% |  | 0% | 0 |  |  |  | 0 | 3.4983 | 3.4983 | 2.377% | 3.4983 | 2.377% | 3.663 | 2.9966 | 0 |  | 2011-07-01 | 2.581 | 2.1539 | 3.3388 | 2.7862
2009-12-01 | 47.6342 | [5 empty] | 2012-05-01 | 0 | 0 | 0 | 0 | 0 | 0 | 0 | 0 | 0 | 0 | 0 | 0 | 0 | 0 | 0 | 0 | 0 | 0 | 0 | 0 | 0 | 0 | 50 | 0.35 |  |  |  | 2012Q4 | 2012 | 2012-10-01 | 3.6537 | 3.6537 | 3.6537 | 100% | 100% | 100% | 0% |  | 0% | 0 |  |  |  | 0 | 3.6537 | 3.6537 | 2.377% | 3.6537 | 2.377% | 3.8202 | 3.0833 | 0 |  | 2011-08-01 | 2.6418 | 2.205 | 3.4175 | 2.8525
2010-01-01 | 44.4563 | [5 empty] | 2012-06-01 | 0 | 0 | 0 | 0 | 0 | 0 | 0 | 0 | 0 | 0 | 0 | 0 | 0 | 0 | 0 | 0 | 0 | 0 | 0 | 0 | 0 | 0 | 51 | 0.35 |  |  |  | 2012Q4 | 2012 | 2012-11-01 | 3.807 | 3.807 | 3.807 | 100% | 100% | 100% | 0% |  | 0% | 0 |  |  |  | 0 | 3.807 | 3.807 | 2.377% | 3.807 | 2.377% | 4.0152 | 3.1647 | 0 |  | 2011-09-01 | 2.7309 | 2.2672 | 3.5327 | 2.9328
2010-02-01 | 39.3717 | [5 empty] | 2012-07-01 | 0 | 0 | 0 | 0 | 0 | 0 | 0 | 0 | 0 | 0 | 0 | 0 | 0 | 0 | 0 | 0 | 0 | 0 | 0 | 0 | 0 | 0 | 51 | 0.35 |  |  |  | 2012Q4 | 2012 | 2012-12-01 | 3.969 | 3.969 | 3.969 | 100% | 100% | 100% | 0% |  | 0% | 0 |  |  |  | 0 | 3.969 | 3.969 | 2.377% | 3.969 | 2.377% | 4.1 | 3.2311 | 0 |  | 2011-10-01 | 2.8481 | 2.3328 | 3.6843 | 3.0177
2010-03-01 | 35.7608 | [5 empty] | 2012-08-01 | 0 | 0 | 0 | 0 | 0 | 0 | 0 | 0 | 0 | 0 | 0 | 0 | 0 | 0 | 0 | 0 | 0 | 0 | 0 | 0 | 0 | 0 | 51 | 0.35 |  |  |  | 2013Q1 | 2013 | 2013-01-01 | 3.7739 | 3.7739 | 3.7739 | 100% | 100% | 100% | 0% |  | 0% | 0 |  |  |  | 0 | 3.7739 | 3.7739 | 2.183% | 3.7739 | 2.183% | 4.0572 | 3.3631 | 0 |  | 2011-11-01 | 2.9935 | 2.3944 | 3.8724 | 3.0974
2010-04-01 | 34.5205 | [5 empty] | 2012-09-01 | 0 | 0 | 0 | 0 | 0 | 0 | 0 | 0 | 0 | 0 | 0 | 0 | 0 | 0 | 0 | 0 | 0 | 0 | 0 | 0 | 0 | 0 | 52 | 0.35 |  |  |  | 2013Q1 | 2013 | 2013-02-01 | 3.4856 | 3.4856 | 3.4856 | 100% | 100% | 100% | 0% |  | 0% | 0 |  |  |  | 0 | 3.4856 | 3.4856 | 2.183% | 3.4856 | 2.183% | 3.7511 | 3.1326 | 0 |  | 2011-12-01 | 3.0567 | 2.4446 | 3.9542 | 3.1624
2010-05-01 | 35.4058 | [5 empty] | 2012-10-01 | 0 | 0 | 0 | 0 | 0 | 0 | 0 | 0 | 0 | 0 | 0 | 0 | 0 | 0 | 0 | 0 | 0 | 0 | 0 | 0 | 0 | 0 | 52 | 0.35 |  |  |  | 2013Q1 | 2013 | 2013-03-01 | 3.2985 | 3.2985 | 3.2985 | 100% | 100% | 100% | 0% |  | 0% | 0 |  |  |  | 0 | 3.2985 | 3.2985 | 2.177% | 3.2985 | 2.177% | 3.6397 | 2.9771 | 0 |  | 2012-01-01 | 2.9686 | 2.498 | 3.917 | 3.2961
2010-06-01 | 37.8208 | [5 empty] | 2012-11-01 | 0 | 0 | 0 | 0 | 0 | 0 | 0 | 0 | 0 | 0 | 0 | 0 | 0 | 0 | 0 | 0 | 0 | 0 | 0 | 0 | 0 | 0 | 52 | 0.35 |  |  |  | 2013Q2 | 2013 | 2013-04-01 | 3.1996 | 3.1996 | 3.1996 | 100% | 100% | 100% | 0% |  | 0% | 0 |  |  |  | 0 | 3.1996 | 3.1996 | 2.177% | 3.1996 | 2.177% | 3.5675 | 2.8866 | 0 |  | 2012-02-01 | 2.7446 | 2.3268 | 3.6214 | 3.0701
2010-07-01 | 51.9466 | [5 empty] | 2012-12-01 | 0 | 0 | 0 | 0 | 0 | 0 | 0 | 0 | 0 | 0 | 0 | 0 | 0 | 0 | 0 | 0 | 0 | 0 | 0 | 0 | 0 | 0 | 53 | 0.35 |  |  |  | 2013Q2 | 2013 | 2013-05-01 | 3.1754 | 3.1754 | 3.1754 | 100% | 100% | 100% | 0% |  | 0% | 0 |  |  |  | 0 | 3.1754 | 3.1754 | 2.177% | 3.1754 | 2.177% | 3.5345 | 2.8511 | 0 |  | 2012-03-01 | 2.6631 | 2.2113 | 3.5139 | 2.9177
2010-08-01 | 73.4274 | [5 empty] | 2013-01-01 | 0 | 0 | 0 | 0 | 0 | 0 | 0 | 0 | 0 | 0 | 0 | 0 | 0 | 0 | 0 | 0 | 0 | 0 | 0 | 0 | 0 | 0 | 53 | 0.35 |  |  |  | 2013Q2 | 2013 | 2013-06-01 | 3.2138 | 3.2138 | 3.2138 | 100% | 100% | 100% | 0% |  | 0% | 0 |  |  |  | 0 | 3.2138 | 3.2138 | 2.177% | 3.2138 | 2.177% | 3.5406 | 2.8604 | 0 |  | 2012-04-01 | 2.6103 | 2.1441 | 3.4442 | 2.829
2010-09-01 | 58.8322 | [5 empty] | 2013-02-01 | 0 | 0 | 0 | 0 | 0 | 0 | 0 | 0 | 0 | 0 | 0 | 0 | 0 | 0 | 0 | 0 | 0 | 0 | 0 | 0 | 0 | 0 | 53 | 0.35 |  |  |  | 2013Q3 | 2013 | 2013-07-01 | 3.3015 | 3.3015 | 3.3015 | 100% | 100% | 100% | 0% |  | 0% | 0 |  |  |  | 0 | 3.3015 | 3.3015 | 2.177% | 3.3015 | 2.177% | 3.5859 | 2.9047 | 0 |  | 2012-05-01 | 2.5861 | 2.1177 | 3.4123 | 2.7942
2010-10-01 | 49.1063 | [5 empty] | 2013-03-01 | 0 | 0 | 0 | 0 | 0 | 0 | 0 | 0 | 0 | 0 | 0 | 0 | 0 | 0 | 0 | 0 | 0 | 0 | 0 | 0 | 0 | 0 | 54 | 0.35 |  |  |  | 2013Q3 | 2013 | 2013-08-01 | 3.4261 | 3.4261 | 3.4261 | 100% | 100% | 100% | 0% |  | 0% | 0 |  |  |  | 0 | 3.4261 | 3.4261 | 2.177% | 3.4261 | 2.177% | 3.6704 | 2.9737 | 0 |  | 2012-06-01 | 2.5906 | 2.1246 | 3.4182 | 2.8034
2010-11-01 | 49.6507 | [5 empty] | 2013-04-01 | 0 | 0 | 0 | 0 | 0 | 0 | 0 | 0 | 0 | 0 | 0 | 0 | 0 | 0 | 0 | 0 | 0 | 0 | 0 | 0 | 0 | 0 | 54 | 0.35 |  |  |  | 2013Q3 | 2013 | 2013-09-01 | 3.5744 | 3.5744 | 3.5744 | 100% | 100% | 100% | 0% |  | 0% | 0 |  |  |  | 0 | 3.5744 | 3.5744 | 2.177% | 3.5744 | 2.177% | 3.7941 | 3.0575 | 0 |  | 2012-07-01 | 2.6238 | 2.1575 | 3.462 | 2.8468
2010-12-01 | 47.9207 | [5 empty] | 2013-05-01 | 0 | 0 | 0 | 0 | 0 | 0 | 0 | 0 | 0 | 0 | 0 | 0 | 0 | 0 | 0 | 0 | 0 | 0 | 0 | 0 | 0 | 0 | 54 | 0.35 |  |  |  | 2013Q4 | 2013 | 2013-10-01 | 3.7333 | 3.7333 | 3.7333 | 100% | 100% | 100% | 0% |  | 0% | 0 |  |  |  | 0 | 3.7333 | 3.7333 | 2.177% | 3.7333 | 2.177% | 3.9569 | 3.146 | 0 |  | 2012-08-01 | 2.6856 | 2.2088 | 3.5436 | 2.9144
2011-01-01 | 47.4932 | [5 empty] | 2013-06-01 | 0 | 0 | 0 | 0 | 0 | 0 | 0 | 0 | 0 | 0 | 0 | 0 | 0 | 0 | 0 | 0 | 0 | 0 | 0 | 0 | 0 | 0 | 55 | 0.35 |  |  |  | 2013Q4 | 2013 | 2013-11-01 | 3.8899 | 3.8899 | 3.8899 | 100% | 100% | 100% | 0% |  | 0% | 0 |  |  |  | 0 | 3.8899 | 3.8899 | 2.177% | 3.8899 | 2.177% | 4.1589 | 3.2291 | 0 |  | 2012-09-01 | 2.7761 | 2.271 | 3.663 | 2.9966
2011-02-01 | 39.502 | [5 empty] | 2013-07-01 | 0 | 0 | 0 | 0 | 0 | 0 | 0 | 0 | 0 | 0 | 0 | 0 | 0 | 0 | 0 | 0 | 0 | 0 | 0 | 0 | 0 | 0 | 55 | 0.35 |  |  |  | 2013Q4 | 2013 | 2013-12-01 | 4.0554 | 4.0554 | 4.0554 | 100% | 100% | 100% | 0% |  | 0% | 0 |  |  |  | 0 | 4.0554 | 4.0554 | 2.177% | 4.0554 | 2.177% | 4.2468 | 3.2968 | 0 |  | 2012-10-01 | 2.8952 | 2.3367 | 3.8202 | 3.0833
2011-03-01 | 37.5039 | [5 empty] | 2013-08-01 | 0 | 0 | 0 | 0 | 0 | 0 | 0 | 0 | 0 | 0 | 0 | 0 | 0 | 0 | 0 | 0 | 0 | 0 | 0 | 0 | 0 | 0 | 55 | 0.35 |  |  |  | 2014Q1 | 2014 | 2014-01-01 | 3.8498 | 3.8498 | 3.8498 | 100% | 100% | 100% | 0% |  | 0% | 0 |  |  |  | 0 | 3.8498 | 3.8498 | 2.012% | 3.8498 | 2.012% | 4.1905 | 3.472 | 0 |  | 2012-11-01 | 3.043 | 2.3985 | 4.0152 | 3.1647
2011-04-01 | 36.0128 | [5 empty] | 2013-09-01 | 0 | 0 | 0 | 0 | 0 | 0 | 0 | 0 | 0 | 0 | 0 | 0 | 0 | 0 | 0 | 0 | 0 | 0 | 0 | 0 | 0 | 0 | 56 | 0.35 |  |  |  | 2014Q1 | 2014 | 2014-02-01 | 3.5558 | 3.5558 | 3.5558 | 100% | 100% | 100% | 0% |  | 0% | 0 |  |  |  | 0 | 3.5558 | 3.5558 | 2.012% | 3.5558 | 2.012% | 3.8743 | 3.2339 | 0 |  | 2012-12-01 | 3.1073 | 2.4488 | 4.1 | 3.2311
2011-05-01 | 37.5218 | [5 empty] | 2013-10-01 | 0 | 0 | 0 | 0 | 0 | 0 | 0 | 0 | 0 | 0 | 0 | 0 | 0 | 0 | 0 | 0 | 0 | 0 | 0 | 0 | 0 | 0 | 56 | 0.35 |  |  |  | 2014Q1 | 2014 | 2014-03-01 | 3.3649 | 3.3649 | 3.3649 | 100% | 100% | 100% | 0% |  | 0% | 0 |  |  |  | 0 | 3.3649 | 3.3649 | 2.012% | 3.3649 | 2.012% | 3.7593 | 3.0734 | 0 |  | 2013-01-01 | 3.0146 | 2.4989 | 4.0572 | 3.3631
2011-06-01 | 38.3051 | [5 empty] | 2013-11-01 | 0 | 0 | 0 | 0 | 0 | 0 | 0 | 0 | 0 | 0 | 0 | 0 | 0 | 0 | 0 | 0 | 0 | 0 | 0 | 0 | 0 | 0 | 56 | 0.35 |  |  |  | 2014Q2 | 2014 | 2014-04-01 | 3.2639 | 3.2639 | 3.2639 | 100% | 100% | 100% | 0% |  | 0% | 0 |  |  |  | 0 | 3.2639 | 3.2639 | 2.012% | 3.2639 | 2.012% | 3.6847 | 2.98 | 0 |  | 2013-02-01 | 2.7871 | 2.3275 | 3.7511 | 3.1326
2011-07-01 | 53.9395 | [5 empty] | 2013-12-01 | 0 | 0 | 0 | 0 | 0 | 0 | 0 | 0 | 0 | 0 | 0 | 0 | 0 | 0 | 0 | 0 | 0 | 0 | 0 | 0 | 0 | 0 | 57 | 0.35 |  |  |  | 2014Q2 | 2014 | 2014-05-01 | 3.2393 | 3.2393 | 3.2393 | 100% | 100% | 100% | 0% |  | 0% | 0 |  |  |  | 0 | 3.2393 | 3.2393 | 2.012% | 3.2393 | 2.012% | 3.6506 | 2.9433 | 0 |  | 2013-03-01 | 2.7043 | 2.212 | 3.6397 | 2.9771
2011-08-01 | 73.2183 | [5 empty] | 2014-01-01 | 0 | 0 | 0 | 0 | 0 | 0 | 0 | 0 | 0 | 0 | 0 | 0 | 0 | 0 | 0 | 0 | 0 | 0 | 0 | 0 | 0 | 0 | 57 | 0.35 |  |  |  | 2014Q2 | 2014 | 2014-06-01 | 3.2784 | 3.2784 | 3.2784 | 100% | 100% | 100% | 0% |  | 0% | 0 |  |  |  | 0 | 3.2784 | 3.2784 | 2.012% | 3.2784 | 2.012% | 3.657 | 2.953 | 0 |  | 2013-04-01 | 2.6507 | 2.1448 | 3.5675 | 2.8866
2011-09-01 | 59.9304 | [5 empty] | 2014-02-01 | 0 | 0 | 0 | 0 | 0 | 0 | 0 | 0 | 0 | 0 | 0 | 0 | 0 | 0 | 0 | 0 | 0 | 0 | 0 | 0 | 0 | 0 | 57 | 0.35 |  |  |  | 2014Q3 | 2014 | 2014-07-01 | 3.3679 | 3.3679 | 3.3679 | 100% | 100% | 100% | 0% |  | 0% | 0 |  |  |  | 0 | 3.3679 | 3.3679 | 2.012% | 3.3679 | 2.012% | 3.7038 | 2.9987 | 0 |  | 2013-05-01 | 2.6262 | 2.1184 | 3.5345 | 2.8511
2011-10-01 | 48.3203 | [5 empty] | 2014-03-01 | 0 | 0 | 0 | 0 | 0 | 0 | 0 | 0 | 0 | 0 | 0 | 0 | 0 | 0 | 0 | 0 | 0 | 0 | 0 | 0 | 0 | 0 | 58 | 0.35 |  |  |  | 2014Q3 | 2014 | 2014-08-01 | 3.495 | 3.495 | 3.495 | 100% | 100% | 100% | 0% |  | 0% | 0 |  |  |  | 0 | 3.495 | 3.495 | 2.012% | 3.495 | 2.012% | 3.791 | 3.0699 | 0 |  | 2013-06-01 | 2.6307 | 2.1253 | 3.5406 | 2.8604
2011-11-01 | 49.2645 | [5 empty] | 2014-04-01 | 0 | 0 | 0 | 0 | 0 | 0 | 0 | 0 | 0 | 0 | 0 | 0 | 0 | 0 | 0 | 0 | 0 | 0 | 0 | 0 | 0 | 0 | 58 | 0.35 |  |  |  | 2014Q3 | 2014 | 2014-09-01 | 3.6463 | 3.6463 | 3.6463 | 100% | 100% | 100% | 0% |  | 0% | 0 |  |  |  | 0 | 3.6463 | 3.6463 | 2.012% | 3.6463 | 2.012% | 3.9188 | 3.1564 | 0 |  | 2013-07-01 | 2.6644 | 2.1582 | 3.5859 | 2.9047
2011-12-01 | 49.3724 | [5 empty] | 2014-05-01 | 0 | 0 | 0 | 0 | 0 | 0 | 0 | 0 | 0 | 0 | 0 | 0 | 0 | 0 | 0 | 0 | 0 | 0 | 0 | 0 | 0 | 0 | 58 | 0.35 |  |  |  | 2014Q4 | 2014 | 2014-10-01 | 3.8084 | 3.8084 | 3.8084 | 100% | 100% | 100% | 0% |  | 0% | 0 |  |  |  | 0 | 3.8084 | 3.8084 | 2.012% | 3.8084 | 2.012% | 4.087 | 3.2478 | 0 |  | 2013-08-01 | 2.7272 | 2.2095 | 3.6704 | 2.9737
2012-01-01 | 48.5488 | [5 empty] | 2014-06-01 | 0 | 0 | 0 | 0 | 0 | 0 | 0 | 0 | 0 | 0 | 0 | 0 | 0 | 0 | 0 | 0 | 0 | 0 | 0 | 0 | 0 | 0 | 59 | 0.35 |  |  |  | 2014Q4 | 2014 | 2014-11-01 | 3.9682 | 3.9682 | 3.9682 | 100% | 100% | 100% | 0% |  | 0% | 0 |  |  |  | 0 | 3.9682 | 3.9682 | 2.012% | 3.9682 | 2.012% | 4.2956 | 3.3336 | 0 |  | 2013-09-01 | 2.8191 | 2.2718 | 3.7941 | 3.0575
2012-02-01 | 39.8232 | [5 empty] | 2014-07-01 | 0 | 0 | 0 | 0 | 0 | 0 | 0 | 0 | 0 | 0 | 0 | 0 | 0 | 0 | 0 | 0 | 0 | 0 | 0 | 0 | 0 | 0 | 59 | 0.35 |  |  |  | 2014Q4 | 2014 | 2014-12-01 | 4.137 | 4.137 | 4.137 | 100% | 100% | 100% | 0% |  | 0% | 0 |  |  |  | 0 | 4.137 | 4.137 | 2.012% | 4.137 | 2.012% | 4.3864 | 3.4035 | 0 |  | 2013-10-01 | 2.9401 | 2.3375 | 3.9569 | 3.146
2012-03-01 | 37.6242 | [5 empty] | 2014-08-01 | 0 | 0 | 0 | 0 | 0 | 0 | 0 | 0 | 0 | 0 | 0 | 0 | 0 | 0 | 0 | 0 | 0 | 0 | 0 | 0 | 0 | 0 | 59 | 0.35 |  |  |  | 2015Q1 | 2015 | 2015-01-01 | 3.9178 | 3.9178 | 3.9178 | 100% | 100% | 100% | 0% |  | 0% | 0 |  |  |  | 0 | 3.9178 | 3.9178 | 1.765% | 3.9178 | 1.765% | 4.3277 | 3.5608 | 0 |  | 2013-11-01 | 3.0902 | 2.3993 | 4.1589 | 3.2291
2012-04-01 | 37.0527 | [5 empty] | 2014-09-01 | 0 | 0 | 0 | 0 | 0 | 0 | 0 | 0 | 0 | 0 | 0 | 0 | 0 | 0 | 0 | 0 | 0 | 0 | 0 | 0 | 0 | 0 | 60 | 0.35 |  |  |  | 2015Q1 | 2015 | 2015-02-01 | 3.6185 | 3.6185 | 3.6185 | 100% | 100% | 100% | 0% |  | 0% | 0 |  |  |  | 0 | 3.6185 | 3.6185 | 1.765% | 3.6185 | 1.765% | 4.0012 | 3.3166 | 0 |  | 2013-12-01 | 3.1554 | 2.4496 | 4.2468 | 3.2968
2012-05-01 | 39.4752 | [5 empty] | 2014-10-01 | 0 | 0 | 0 | 0 | 0 | 0 | 0 | 0 | 0 | 0 | 0 | 0 | 0 | 0 | 0 | 0 | 0 | 0 | 0 | 0 | 0 | 0 | 60 | 0.35 |  |  |  | 2015Q1 | 2015 | 2015-03-01 | 3.4243 | 3.4243 | 3.4243 | 100% | 100% | 100% | 0% |  | 0% | 0 |  |  |  | 0 | 3.4243 | 3.4243 | 1.765% | 3.4243 | 1.765% | 3.8824 | 3.152 | 0 |  | 2014-01-01 | 3.0526 | 2.5291 | 4.1905 | 3.472
2012-06-01 | 40.2374 | [5 empty] | 2014-11-01 | 0 | 0 | 0 | 0 | 0 | 0 | 0 | 0 | 0 | 0 | 0 | 0 | 0 | 0 | 0 | 0 | 0 | 0 | 0 | 0 | 0 | 0 | 60 | 0.35 |  |  |  | 2015Q2 | 2015 | 2015-04-01 | 3.3215 | 3.3215 | 3.3215 | 100% | 100% | 100% | 0% |  | 0% | 0 |  |  |  | 0 | 3.3215 | 3.3215 | 1.765% | 3.3215 | 1.765% | 3.8053 | 3.0562 | 0 |  | 2014-02-01 | 2.8222 | 2.3557 | 3.8743 | 3.2339
2012-07-01 | 55.5958 | [5 empty] | 2014-12-01 | 0 | 0 | 0 | 0 | 0 | 0 | 0 | 0 | 0 | 0 | 0 | 0 | 0 | 0 | 0 | 0 | 0 | 0 | 0 | 0 | 0 | 0 | 61 | 0.35 |  |  |  | 2015Q2 | 2015 | 2015-05-01 | 3.2965 | 3.2965 | 3.2965 | 100% | 100% | 100% | 0% |  | 0% | 0 |  |  |  | 0 | 3.2965 | 3.2965 | 1.765% | 3.2965 | 1.765% | 3.7701 | 3.0186 | 0 |  | 2014-03-01 | 2.7384 | 2.2388 | 3.7593 | 3.0734
2012-08-01 | 69.7476 | [5 empty] | 2015-01-01 | 0 | 0 | 0 | 0 | 0 | 0 | 0 | 0 | 0 | 0 | 0 | 0 | 0 | 0 | 0 | 0 | 0 | 0 | 0 | 0 | 0 | 0 | 61 | 0.35 |  |  |  | 2015Q2 | 2015 | 2015-06-01 | 3.3363 | 3.3363 | 3.3363 | 100% | 100% | 100% | 0% |  | 0% | 0 |  |  |  | 0 | 3.3363 | 3.3363 | 1.765% | 3.3363 | 1.765% | 3.7767 | 3.0285 | 0 |  | 2014-04-01 | 2.6841 | 2.1708 | 3.6847 | 2.98
2012-09-01 | 61.3864 | [5 empty] | 2015-02-01 | 0 | 0 | 0 | 0 | 0 | 0 | 0 | 0 | 0 | 0 | 0 | 0 | 0 | 0 | 0 | 0 | 0 | 0 | 0 | 0 | 0 | 0 | 61 | 0.35 |  |  |  | 2015Q3 | 2015 | 2015-07-01 | 3.4274 | 3.4274 | 3.4274 | 100% | 100% | 100% | 0% |  | 0% | 0 |  |  |  | 0 | 3.4274 | 3.4274 | 1.765% | 3.4274 | 1.765% | 3.825 | 3.0754 | 0 |  | 2014-05-01 | 2.6593 | 2.144 | 3.6506 | 2.9433
2012-10-01 | 50.1577 | [5 empty] | 2015-03-01 | 0 | 0 | 0 | 0 | 0 | 0 | 0 | 0 | 0 | 0 | 0 | 0 | 0 | 0 | 0 | 0 | 0 | 0 | 0 | 0 | 0 | 0 | 62 | 0.35 |  |  |  | 2015Q3 | 2015 | 2015-08-01 | 3.5567 | 3.5567 | 3.5567 | 100% | 100% | 100% | 0% |  | 0% | 0 |  |  |  | 0 | 3.5567 | 3.5567 | 1.765% | 3.5567 | 1.765% | 3.9151 | 3.1484 | 0 |  | 2014-06-01 | 2.6639 | 2.1511 | 3.657 | 2.953
2012-11-01 | 53.634 | [5 empty] | 2015-04-01 | 0 | 0 | 0 | 0 | 0 | 0 | 0 | 0 | 0 | 0 | 0 | 0 | 0 | 0 | 0 | 0 | 0 | 0 | 0 | 0 | 0 | 0 | 62 | 0.35 |  |  |  | 2015Q3 | 2015 | 2015-09-01 | 3.7107 | 3.7107 | 3.7107 | 100% | 100% | 100% | 0% |  | 0% | 0 |  |  |  | 0 | 3.7107 | 3.7107 | 1.765% | 3.7107 | 1.765% | 4.047 | 3.2372 | 0 |  | 2014-07-01 | 2.698 | 2.1844 | 3.7038 | 2.9987
2012-12-01 | 50.1461 | [5 empty] | 2015-05-01 | 0 | 0 | 0 | 0 | 0 | 0 | 0 | 0 | 0 | 0 | 0 | 0 | 0 | 0 | 0 | 0 | 0 | 0 | 0 | 0 | 0 | 0 | 62 | 0.35 |  |  |  | 2015Q4 | 2015 | 2015-10-01 | 3.8756 | 3.8756 | 3.8756 | 100% | 100% | 100% | 0% |  | 0% | 0 |  |  |  | 0 | 3.8756 | 3.8756 | 1.765% | 3.8756 | 1.765% | 4.2207 | 3.3308 | 0 |  | 2014-08-01 | 2.7616 | 2.2363 | 3.791 | 3.0699
2013-01-01 | 50.9132 | [5 empty] | 2015-06-01 | 0 | 0 | 0 | 0 | 0 | 0 | 0 | 0 | 0 | 0 | 0 | 0 | 0 | 0 | 0 | 0 | 0 | 0 | 0 | 0 | 0 | 0 | 63 | 0.35 |  |  |  | 2015Q4 | 2015 | 2015-11-01 | 4.0382 | 4.0382 | 4.0382 | 100% | 100% | 100% | 0% |  | 0% | 0 |  |  |  | 0 | 4.0382 | 4.0382 | 1.765% | 4.0382 | 1.765% | 4.4362 | 3.4188 | 0 |  | 2014-09-01 | 2.8546 | 2.2993 | 3.9188 | 3.1564
2013-02-01 | 41.8618 | [5 empty] | 2015-07-01 | 0 | 0 | 0 | 0 | 0 | 0 | 0 | 0 | 0 | 0 | 0 | 0 | 0 | 0 | 0 | 0 | 0 | 0 | 0 | 0 | 0 | 0 | 63 | 0.35 |  |  |  | 2015Q4 | 2015 | 2015-12-01 | 4.21 | 4.21 | 4.21 | 100% | 100% | 100% | 0% |  | 0% | 0 |  |  |  | 0 | 4.21 | 4.21 | 1.765% | 4.21 | 1.765% | 4.5299 | 3.4905 | 0 |  | 2014-10-01 | 2.9771 | 2.3658 | 4.087 | 3.2478
2013-03-01 | 37.9002 | [5 empty] | 2015-08-01 | 0 | 0 | 0 | 0 | 0 | 0 | 0 | 0 | 0 | 0 | 0 | 0 | 0 | 0 | 0 | 0 | 0 | 0 | 0 | 0 | 0 | 0 | 63 | 0.35 |  |  |  | 2016Q1 | 2016 | 2016-01-01 | 3.9889 | 3.9889 | 3.9889 | 100% | 100% | 100% | 0% |  | 0% | 0 |  |  |  | 0 | 3.9889 | 3.9889 | 1.815% | 3.9889 | 1.815% | 4.4667 | 3.6688 | 0 |  | 2014-11-01 | 3.1291 | 2.4283 | 4.2956 | 3.3336
2013-04-01 | 37.69 | [5 empty] | 2015-09-01 | 0 | 0 | 0 | 0 | 0 | 0 | 0 | 0 | 0 | 0 | 0 | 0 | 0 | 0 | 0 | 0 | 0 | 0 | 0 | 0 | 0 | 0 | 64 | 0.35 |  |  |  | 2016Q1 | 2016 | 2016-02-01 | 3.6842 | 3.6842 | 3.6842 | 100% | 100% | 100% | 0% |  | 0% | 0 |  |  |  | 0 | 3.6842 | 3.6842 | 1.815% | 3.6842 | 1.815% | 4.1297 | 3.4173 | 0 |  | 2014-12-01 | 3.1952 | 2.4792 | 4.3864 | 3.4035
2013-05-01 | 40.1672 | [5 empty] | 2015-10-01 | 0 | 0 | 0 | 0 | 0 | 0 | 0 | 0 | 0 | 0 | 0 | 0 | 0 | 0 | 0 | 0 | 0 | 0 | 0 | 0 | 0 | 0 | 64 | 0.35 |  |  |  | 2016Q1 | 2016 | 2016-03-01 | 3.4866 | 3.4866 | 3.4866 | 100% | 100% | 100% | 0% |  | 0% | 0 |  |  |  | 0 | 3.4866 | 3.4866 | 1.821% | 3.4866 | 1.821% | 4.0071 | 3.2477 | 0 |  | 2015-01-01 | 3.0907 | 2.543 | 4.3277 | 3.5608
2013-06-01 | 41.8171 | [5 empty] | 2015-11-01 | 0 | 0 | 0 | 0 | 0 | 0 | 0 | 0 | 0 | 0 | 0 | 0 | 0 | 0 | 0 | 0 | 0 | 0 | 0 | 0 | 0 | 0 | 64 | 0.35 |  |  |  | 2016Q2 | 2016 | 2016-04-01 | 3.382 | 3.382 | 3.382 | 100% | 100% | 100% | 0% |  | 0% | 0 |  |  |  | 0 | 3.382 | 3.382 | 1.821% | 3.382 | 1.821% | 3.9276 | 3.149 | 0 |  | 2015-02-01 | 2.8575 | 2.3686 | 4.0012 | 3.3166
2013-07-01 | 58.5662 | [5 empty] | 2015-12-01 | 0 | 0 | 0 | 0 | 0 | 0 | 0 | 0 | 0 | 0 | 0 | 0 | 0 | 0 | 0 | 0 | 0 | 0 | 0 | 0 | 0 | 0 | 65 | 0.35 |  |  |  | 2016Q2 | 2016 | 2016-05-01 | 3.3565 | 3.3565 | 3.3565 | 100% | 100% | 100% | 0% |  | 0% | 0 |  |  |  | 0 | 3.3565 | 3.3565 | 1.821% | 3.3565 | 1.821% | 3.8912 | 3.1102 | 0 |  | 2015-03-01 | 2.7726 | 2.251 | 3.8824 | 3.152
2013-08-01 | 70.3746 | [5 empty] | 2016-01-01 | 0 | 0 | 0 | 0 | 0 | 0 | 0 | 0 | 0 | 0 | 0 | 0 | 0 | 0 | 0 | 0 | 0 | 0 | 0 | 0 | 0 | 0 | 65 | 0.35 |  |  |  | 2016Q2 | 2016 | 2016-06-01 | 3.397 | 3.397 | 3.397 | 100% | 100% | 100% | 0% |  | 0% | 0 |  |  |  | 0 | 3.397 | 3.397 | 1.821% | 3.397 | 1.821% | 3.898 | 3.1204 | 0 |  | 2015-04-01 | 2.7176 | 2.1826 | 3.8053 | 3.0562
2013-09-01 | 62.3569 | [5 empty] | 2016-02-01 | 0 | 0 | 0 | 0 | 0 | 0 | 0 | 0 | 0 | 0 | 0 | 0 | 0 | 0 | 0 | 0 | 0 | 0 | 0 | 0 | 0 | 0 | 65 | 0.35 |  |  |  | 2016Q3 | 2016 | 2016-07-01 | 3.4898 | 3.4898 | 3.4898 | 100% | 100% | 100% | 0% |  | 0% | 0 |  |  |  | 0 | 3.4898 | 3.4898 | 1.821% | 3.4898 | 1.821% | 3.9479 | 3.1687 | 0 |  | 2015-05-01 | 2.6925 | 2.1558 | 3.7701 | 3.0186
2013-10-01 | 51.0207 | [5 empty] | 2016-03-01 | 0 | 0 | 0 | 0 | 0 | 0 | 0 | 0 | 0 | 0 | 0 | 0 | 0 | 0 | 0 | 0 | 0 | 0 | 0 | 0 | 0 | 0 | 66 | 0.35 |  |  |  | 2016Q3 | 2016 | 2016-08-01 | 3.6215 | 3.6215 | 3.6215 | 100% | 100% | 100% | 0% |  | 0% | 0 |  |  |  | 0 | 3.6215 | 3.6215 | 1.821% | 3.6215 | 1.821% | 4.0409 | 3.244 | 0 |  | 2015-06-01 | 2.6972 | 2.1629 | 3.7767 | 3.0285
2013-11-01 | 52.6109 | [5 empty] | 2016-04-01 | 0 | 0 | 0 | 0 | 0 | 0 | 0 | 0 | 0 | 0 | 0 | 0 | 0 | 0 | 0 | 0 | 0 | 0 | 0 | 0 | 0 | 0 | 66 | 0.35 |  |  |  | 2016Q3 | 2016 | 2016-09-01 | 3.7783 | 3.7783 | 3.7783 | 100% | 100% | 100% | 0% |  | 0% | 0 |  |  |  | 0 | 3.7783 | 3.7783 | 1.821% | 3.7783 | 1.821% | 4.1771 | 3.3354 | 0 |  | 2015-07-01 | 2.7317 | 2.1963 | 3.825 | 3.0754
2013-12-01 | 51.2758 | [5 empty] | 2016-05-01 | 0 | 0 | 0 | 0 | 0 | 0 | 0 | 0 | 0 | 0 | 0 | 0 | 0 | 0 | 0 | 0 | 0 | 0 | 0 | 0 | 0 | 0 | 66 | 0.35 |  |  |  | 2016Q4 | 2016 | 2016-10-01 | 3.9462 | 3.9462 | 3.9462 | 100% | 100% | 100% | 0% |  | 0% | 0 |  |  |  | 0 | 3.9462 | 3.9462 | 1.821% | 3.9462 | 1.821% | 4.3563 | 3.4319 | 0 |  | 2015-08-01 | 2.796 | 2.2485 | 3.9151 | 3.1484
2014-01-01 | 50.8662 | [5 empty] | 2016-06-01 | 0 | 0 | 0 | 0 | 0 | 0 | 0 | 0 | 0 | 0 | 0 | 0 | 0 | 0 | 0 | 0 | 0 | 0 | 0 | 0 | 0 | 0 | 67 | 0.35 |  |  |  | 2016Q4 | 2016 | 2016-11-01 | 4.1117 | 4.1117 | 4.1117 | 100% | 100% | 100% | 0% |  | 0% | 0 |  |  |  | 0 | 4.1117 | 4.1117 | 1.821% | 4.1117 | 1.821% | 4.5787 | 3.5226 | 0 |  | 2015-09-01 | 2.8902 | 2.3119 | 4.047 | 3.2372
2014-02-01 | 43.4162 | [5 empty] | 2016-07-01 | 0 | 0 | 0 | 0 | 0 | 0 | 0 | 0 | 0 | 0 | 0 | 0 | 0 | 0 | 0 | 0 | 0 | 0 | 0 | 0 | 0 | 0 | 67 | 0.35 |  |  |  | 2016Q4 | 2016 | 2016-12-01 | 4.2866 | 4.2866 | 4.2866 | 100% | 100% | 100% | 0% |  | 0% | 0 |  |  |  | 0 | 4.2866 | 4.2866 | 1.821% | 4.2866 | 1.821% | 4.6755 | 3.5965 | 0 |  | 2015-10-01 | 3.0143 | 2.3788 | 4.2207 | 3.3308
2014-03-01 | 39.1475 | [5 empty] | 2016-08-01 | 0 | 0 | 0 | 0 | 0 | 0 | 0 | 0 | 0 | 0 | 0 | 0 | 0 | 0 | 0 | 0 | 0 | 0 | 0 | 0 | 0 | 0 | 67 | 0.35 |  |  |  | 2017Q1 | 2017 | 2017-01-01 | 4.0713 | 4.0713 | 4.0713 | 100% | 100% | 100% | 0% |  | 0% | 0 |  |  |  | 0 | 4.0713 | 4.0713 | 2.065% | 4.0713 | 2.065% | 4.6172 | 3.8012 | 0 |  | 2015-11-01 | 3.1682 | 2.4416 | 4.4362 | 3.4188
2014-04-01 | 39.0958 | [5 empty] | 2016-09-01 | 0 | 0 | 0 | 0 | 0 | 0 | 0 | 0 | 0 | 0 | 0 | 0 | 0 | 0 | 0 | 0 | 0 | 0 | 0 | 0 | 0 | 0 | 68 | 0.35 |  |  |  | 2017Q1 | 2017 | 2017-02-01 | 3.7603 | 3.7603 | 3.7603 | 100% | 100% | 100% | 0% |  | 0% | 0 |  |  |  | 0 | 3.7603 | 3.7603 | 2.065% | 3.7603 | 2.065% | 4.2688 | 3.5406 | 0 |  | 2015-12-01 | 3.2351 | 2.4928 | 4.5299 | 3.4905
2014-05-01 | 39.0043 | [5 empty] | 2016-10-01 | 0 | 0 | 0 | 0 | 0 | 0 | 0 | 0 | 0 | 0 | 0 | 0 | 0 | 0 | 0 | 0 | 0 | 0 | 0 | 0 | 0 | 0 | 68 | 0.35 |  |  |  | 2017Q1 | 2017 | 2017-03-01 | 3.5584 | 3.5584 | 3.5584 | 100% | 100% | 100% | 0% |  | 0% | 0 |  |  |  | 0 | 3.5584 | 3.5584 | 2.06% | 3.5584 | 2.06% | 4.1421 | 3.3648 | 0 |  | 2016-01-01 | 3.1274 | 2.5688 | 4.4667 | 3.6688
2014-06-01 | 42.9324 | [5 empty] | 2016-11-01 | 0 | 0 | 0 | 0 | 0 | 0 | 0 | 0 | 0 | 0 | 0 | 0 | 0 | 0 | 0 | 0 | 0 | 0 | 0 | 0 | 0 | 0 | 68 | 0.35 |  |  |  | 2017Q2 | 2017 | 2017-04-01 | 3.4517 | 3.4517 | 3.4517 | 100% | 100% | 100% | 0% |  | 0% | 0 |  |  |  | 0 | 3.4517 | 3.4517 | 2.06% | 3.4517 | 2.06% | 4.0599 | 3.2625 | 0 |  | 2016-02-01 | 2.8915 | 2.3927 | 4.1297 | 3.4173
2014-07-01 | 59.221 | [5 empty] | 2016-12-01 | 0 | 0 | 0 | 0 | 0 | 0 | 0 | 0 | 0 | 0 | 0 | 0 | 0 | 0 | 0 | 0 | 0 | 0 | 0 | 0 | 0 | 0 | 69 | 0.35 |  |  |  | 2017Q2 | 2017 | 2017-05-01 | 3.4256 | 3.4256 | 3.4256 | 100% | 100% | 100% | 0% |  | 0% | 0 |  |  |  | 0 | 3.4256 | 3.4256 | 2.06% | 3.4256 | 2.06% | 4.0223 | 3.2224 | 0 |  | 2016-03-01 | 2.8056 | 2.2739 | 4.0071 | 3.2477
2014-08-01 | 69.2813 | [5 empty] | 2017-01-01 | 0 | 0 | 0 | 0 | 0 | 0 | 0 | 0 | 0 | 0 | 0 | 0 | 0 | 0 | 0 | 0 | 0 | 0 | 0 | 0 | 0 | 0 | 69 | 0.35 |  |  |  | 2017Q2 | 2017 | 2017-06-01 | 3.467 | 3.467 | 3.467 | 100% | 100% | 100% | 0% |  | 0% | 0 |  |  |  | 0 | 3.467 | 3.467 | 2.06% | 3.467 | 2.06% | 4.0293 | 3.233 | 0 |  | 2016-04-01 | 2.7499 | 2.2048 | 3.9276 | 3.149
2014-09-01 | 61.8385 | [5 empty] | 2017-02-01 | 0 | 0 | 0 | 0 | 0 | 0 | 0 | 0 | 0 | 0 | 0 | 0 | 0 | 0 | 0 | 0 | 0 | 0 | 0 | 0 | 0 | 0 | 69 | 0.35 |  |  |  | 2017Q3 | 2017 | 2017-07-01 | 3.5617 | 3.5617 | 3.5617 | 100% | 100% | 100% | 0% |  | 0% | 0 |  |  |  | 0 | 3.5617 | 3.5617 | 2.06% | 3.5617 | 2.06% | 4.0809 | 3.283 | 0 |  | 2016-05-01 | 2.7245 | 2.1776 | 3.8912 | 3.1102
2014-10-01 | 52.616 | [5 empty] | 2017-03-01 | 0 | 0 | 0 | 0 | 0 | 0 | 0 | 0 | 0 | 0 | 0 | 0 | 0 | 0 | 0 | 0 | 0 | 0 | 0 | 0 | 0 | 0 | 70 | 0.35 |  |  |  | 2017Q3 | 2017 | 2017-08-01 | 3.6961 | 3.6961 | 3.6961 | 100% | 100% | 100% | 0% |  | 0% | 0 |  |  |  | 0 | 3.6961 | 3.6961 | 2.06% | 3.6961 | 2.06% | 4.1771 | 3.361 | 0 |  | 2016-06-01 | 2.7292 | 2.1848 | 3.898 | 3.1204
2014-11-01 | 54.1042 | [5 empty] | 2017-04-01 | 0 | 0 | 0 | 0 | 0 | 0 | 0 | 0 | 0 | 0 | 0 | 0 | 0 | 0 | 0 | 0 | 0 | 0 | 0 | 0 | 0 | 0 | 70 | 0.35 |  |  |  | 2017Q3 | 2017 | 2017-09-01 | 3.8561 | 3.8561 | 3.8561 | 100% | 100% | 100% | 0% |  | 0% | 0 |  |  |  | 0 | 3.8561 | 3.8561 | 2.06% | 3.8561 | 2.06% | 4.3178 | 3.4557 | 0 |  | 2016-07-01 | 2.7642 | 2.2186 | 3.9479 | 3.1687
2014-12-01 | 52.76 | [5 empty] | 2017-05-01 | 0 | 0 | 0 | 0 | 0 | 0 | 0 | 0 | 0 | 0 | 0 | 0 | 0 | 0 | 0 | 0 | 0 | 0 | 0 | 0 | 0 | 0 | 70 | 0.35 |  |  |  | 2017Q4 | 2017 | 2017-10-01 | 4.0274 | 4.0274 | 4.0274 | 100% | 100% | 100% | 0% |  | 0% | 0 |  |  |  | 0 | 4.0274 | 4.0274 | 2.06% | 4.0274 | 2.06% | 4.5031 | 3.5557 | 0 |  | 2016-08-01 | 2.8293 | 2.2713 | 4.0409 | 3.244
2015-01-01 | 52.0776 | [5 empty] | 2017-06-01 | 0 | 0 | 0 | 0 | 0 | 0 | 0 | 0 | 0 | 0 | 0 | 0 | 0 | 0 | 0 | 0 | 0 | 0 | 0 | 0 | 0 | 0 | 71 | 0.35 |  |  |  | 2017Q4 | 2017 | 2017-11-01 | 4.1964 | 4.1964 | 4.1964 | 100% | 100% | 100% | 0% |  | 0% | 0 |  |  |  | 0 | 4.1964 | 4.1964 | 2.06% | 4.1964 | 2.06% | 4.733 | 3.6497 | 0 |  | 2016-09-01 | 2.9246 | 2.3353 | 4.1771 | 3.3354
2015-02-01 | 43.8003 | [5 empty] | 2017-07-01 | 0 | 0 | 0 | 0 | 0 | 0 | 0 | 0 | 0 | 0 | 0 | 0 | 0 | 0 | 0 | 0 | 0 | 0 | 0 | 0 | 0 | 0 | 71 | 0.35 |  |  |  | 2017Q4 | 2017 | 2017-12-01 | 4.3749 | 4.3749 | 4.3749 | 100% | 100% | 100% | 0% |  | 0% | 0 |  |  |  | 0 | 4.3749 | 4.3749 | 2.06% | 4.3749 | 2.06% | 4.833 | 3.7262 | 0 |  | 2016-10-01 | 3.0501 | 2.4029 | 4.3563 | 3.4319
2015-03-01 | 41.4786 | [5 empty] | 2017-08-01 | 0 | 0 | 0 | 0 | 0 | 0 | 0 | 0 | 0 | 0 | 0 | 0 | 0 | 0 | 0 | 0 | 0 | 0 | 0 | 0 | 0 | 0 | 71 | 0.35 |  |  |  | 2018Q1 | 2018 | 2018-01-01 | 4.1545 | 4.1545 | 4.1545 |  |  |  | 0% |  | 0% | 0 |  |  |  | 0 | 4.1545 | 4.1545 | 2.045% | 4.1545 | 2.045% | 4.7882 | 3.9094 | 0 |  | 2016-11-01 | 3.2059 | 2.4664 | 4.5787 | 3.5226
2015-04-01 | 39.2862 | [5 empty] | 2017-09-01 | 0 | 0 | 0 | 0 | 0 | 0 | 0 | 0 | 0 | 0 | 0 | 0 | 0 | 0 | 0 | 0 | 0 | 0 | 0 | 0 | 0 | 0 | 72 | 0.35 |  |  |  | 2018Q1 | 2018 | 2018-02-01 | 3.8372 | 3.8372 | 3.8372 |  |  |  | 0% |  | 0% | 0 |  |  |  | 0 | 3.8372 | 3.8372 | 2.045% | 3.8372 | 2.045% | 4.427 | 3.6414 | 0 |  | 2016-12-01 | 3.2736 | 2.5181 | 4.6755 | 3.5965
2015-05-01 | 41.1259 | [5 empty] | 2017-10-01 | 0 | 0 | 0 | 0 | 0 | 0 | 0 | 0 | 0 | 0 | 0 | 0 | 0 | 0 | 0 | 0 | 0 | 0 | 0 | 0 | 0 | 0 | 72 | 0.35 |  |  |  | 2018Q1 | 2018 | 2018-03-01 | 3.6312 | 3.6312 | 3.6312 |  |  |  | 0% |  | 0% | 0 |  |  |  | 0 | 3.6312 | 3.6312 | 2.045% | 3.6312 | 2.045% | 4.2955 | 3.4606 | 0 |  | 2017-01-01 | 3.1694 | 2.6092 | 4.6172 | 3.8012
2015-06-01 | 44.0545 | [5 empty] | 2017-11-01 | 0 | 0 | 0 | 0 | 0 | 0 | 0 | 0 | 0 | 0 | 0 | 0 | 0 | 0 | 0 | 0 | 0 | 0 | 0 | 0 | 0 | 0 | 72 | 0.35 |  |  |  | 2018Q2 | 2018 | 2018-04-01 | 3.5223 | 3.5223 | 3.5223 |  |  |  | 0% |  | 0% | 0 |  |  |  | 0 | 3.5223 | 3.5223 | 2.045% | 3.5223 | 2.045% | 4.2103 | 3.3554 | 0 |  | 2017-02-01 | 2.9303 | 2.4304 | 4.2688 | 3.5406
2015-07-01 | 60.5635 | [5 empty] | 2017-12-01 | 0 | 0 | 0 | 0 | 0 | 0 | 0 | 0 | 0 | 0 | 0 | 0 | 0 | 0 | 0 | 0 | 0 | 0 | 0 | 0 | 0 | 0 | 73 | 0.35 |  |  |  | 2018Q2 | 2018 | 2018-05-01 | 3.4957 | 3.4957 | 3.4957 |  |  |  | 0% |  | 0% | 0 |  |  |  | 0 | 3.4957 | 3.4957 | 2.045% | 3.4957 | 2.045% | 4.1713 | 3.3141 | 0 |  | 2017-03-01 | 2.8433 | 2.3097 | 4.1421 | 3.3648
2015-08-01 | 74.6243 | [5 empty] | 2018-01-01 | 0 | 0 | 0 | 0 | 0 | 0 | 0 | 0 | 0 | 0 | 0 | 0 | 0 | 0 | 0 | 0 | 0 | 0 | 0 | 0 | 0 | 0 | 73 | 0.35 |  |  |  | 2018Q2 | 2018 | 2018-06-01 | 3.5379 | 3.5379 | 3.5379 |  |  |  | 0% |  | 0% | 0 |  |  |  | 0 | 3.5379 | 3.5379 | 2.045% | 3.5379 | 2.045% | 4.1786 | 3.325 | 0 |  | 2017-04-01 | 2.7869 | 2.2395 | 4.0599 | 3.2625
2015-09-01 | 64.2965 | [5 empty] | 2018-02-01 | 0 | 0 | 0 | 0 | 0 | 0 | 0 | 0 | 0 | 0 | 0 | 0 | 0 | 0 | 0 | 0 | 0 | 0 | 0 | 0 | 0 | 0 | 73 | 0.35 |  |  |  | 2018Q3 | 2018 | 2018-07-01 | 3.6345 | 3.6345 | 3.6345 |  |  |  | 0% |  | 0% | 0 |  |  |  | 0 | 3.6345 | 3.6345 | 2.045% | 3.6345 | 2.045% | 4.2321 | 3.3765 | 0 |  | 2017-05-01 | 2.7611 | 2.2119 | 4.0223 | 3.2224
2015-10-01 | 55.6199 | [5 empty] | 2018-03-01 | 0 | 0 | 0 | 0 | 0 | 0 | 0 | 0 | 0 | 0 | 0 | 0 | 0 | 0 | 0 | 0 | 0 | 0 | 0 | 0 | 0 | 0 | 74 | 0.35 |  |  |  | 2018Q3 | 2018 | 2018-08-01 | 3.7716 | 3.7716 | 3.7716 |  |  |  | 0% |  | 0% | 0 |  |  |  | 0 | 3.7716 | 3.7716 | 2.045% | 3.7716 | 2.045% | 4.3318 | 3.4567 | 0 |  | 2017-06-01 | 2.7659 | 2.2192 | 4.0293 | 3.233
2015-11-01 | 55.0593 | [5 empty] | 2018-04-01 | 0 | 0 | 0 | 0 | 0 | 0 | 0 | 0 | 0 | 0 | 0 | 0 | 0 | 0 | 0 | 0 | 0 | 0 | 0 | 0 | 0 | 0 | 74 | 0.35 |  |  |  | 2018Q3 | 2018 | 2018-09-01 | 3.9349 | 3.9349 | 3.9349 |  |  |  | 0% |  | 0% | 0 |  |  |  | 0 | 3.9349 | 3.9349 | 2.045% | 3.9349 | 2.045% | 4.4777 | 3.5541 | 0 |  | 2017-07-01 | 2.8013 | 2.2535 | 4.0809 | 3.283
2015-12-01 | 54.9039 | [5 empty] | 2018-05-01 | 0 | 0 | 0 | 0 | 0 | 0 | 0 | 0 | 0 | 0 | 0 | 0 | 0 | 0 | 0 | 0 | 0 | 0 | 0 | 0 | 0 | 0 | 74 | 0.35 |  |  |  | 2018Q4 | 2018 | 2018-10-01 | 4.1098 | 4.1098 | 4.1098 |  |  |  | 0% |  | 0% | 0 |  |  |  | 0 | 4.1098 | 4.1098 | 2.045% | 4.1098 | 2.045% | 4.6699 | 3.657 | 0 |  | 2017-08-01 | 2.8673 | 2.3071 | 4.1771 | 3.361
2016-01-01 | 57.063 | [5 empty] | 2018-06-01 | 0 | 0 | 0 | 0 | 0 | 0 | 0 | 0 | 0 | 0 | 0 | 0 | 0 | 0 | 0 | 0 | 0 | 0 | 0 | 0 | 0 | 0 | 75 | 0.35 |  |  |  | 2018Q4 | 2018 | 2018-11-01 | 4.2822 | 4.2822 | 4.2822 |  |  |  | 0% |  | 0% | 0 |  |  |  | 0 | 4.2822 | 4.2822 | 2.045% | 4.2822 | 2.045% | 4.9083 | 3.7536 | 0 |  | 2017-09-01 | 2.9639 | 2.3721 | 4.3178 | 3.4557
2016-02-01 | 42.9548 | [5 empty] | 2018-07-01 | 0 | 0 | 0 | 0 | 0 | 0 | 0 | 0 | 0 | 0 | 0 | 0 | 0 | 0 | 0 | 0 | 0 | 0 | 0 | 0 | 0 | 0 | 75 | 0.35 |  |  |  | 2018Q4 | 2018 | 2018-12-01 | 4.4644 | 4.4644 | 4.4644 |  |  |  | 0% |  | 0% | 0 |  |  |  | 0 | 4.4644 | 4.4644 | 2.045% | 4.4644 | 2.045% | 5.012 | 3.8323 | 0 |  | 2017-10-01 | 3.0911 | 2.4408 | 4.5031 | 3.5557
2016-03-01 | 41.4477 | [5 empty] | 2018-08-01 | 0 | 0 | 0 | 0 | 0 | 0 | 0 | 0 | 0 | 0 | 0 | 0 | 0 | 0 | 0 | 0 | 0 | 0 | 0 | 0 | 0 | 0 | 75 | 0.35 |  |  |  | 2019Q1 | 2019 | 2019-01-01 | 4.2553 | 4.2553 | 4.2553 |  |  |  | 0% |  | 0% | 0 |  |  |  | 0 | 4.2553 | 4.2553 | 2.425% | 4.2553 | 2.425% | 4.9604 | 4.0404 | 0 |  | 2017-11-01 | 3.2489 | 2.5052 | 4.733 | 3.6497
2016-04-01 | 41.0873 | [5 empty] | 2018-09-01 | 0 | 0 | 0 | 0 | 0 | 0 | 0 | 0 | 0 | 0 | 0 | 0 | 0 | 0 | 0 | 0 | 0 | 0 | 0 | 0 | 0 | 0 | 76 | 0.35 |  |  |  | 2019Q1 | 2019 | 2019-02-01 | 3.9302 | 3.9302 | 3.9302 |  |  |  | 0% |  | 0% | 0 |  |  |  | 0 | 3.9302 | 3.9302 | 2.425% | 3.9302 | 2.425% | 4.5861 | 3.7634 | 0 |  | 2017-12-01 | 3.3175 | 2.5578 | 4.833 | 3.7262
2016-05-01 | 44.7432 | [5 empty] | 2018-10-01 | 0 | 0 | 0 | 0 | 0 | 0 | 0 | 0 | 0 | 0 | 0 | 0 | 0 | 0 | 0 | 0 | 0 | 0 | 0 | 0 | 0 | 0 | 76 | 0.35 |  |  |  | 2019Q1 | 2019 | 2019-03-01 | 3.7192 | 3.7192 | 3.7192 |  |  |  | 0% |  | 0% | 0 |  |  |  | 0 | 3.7192 | 3.7192 | 2.425% | 3.7192 | 2.425% | 4.4499 | 3.5766 | 0 |  | 2018-01-01 | 3.2224 | 2.6309 | 4.7882 | 3.9094
2016-06-01 | 44.1584 | [5 empty] | 2018-11-01 | 0 | 0 | 0 | 0 | 0 | 0 | 0 | 0 | 0 | 0 | 0 | 0 | 0 | 0 | 0 | 0 | 0 | 0 | 0 | 0 | 0 | 0 | 76 | 0.35 |  |  |  | 2019Q2 | 2019 | 2019-04-01 | 3.6077 | 3.6077 | 3.6077 |  |  |  | 0% |  | 0% | 0 |  |  |  | 0 | 3.6077 | 3.6077 | 2.425% | 3.6077 | 2.425% | 4.3617 | 3.4679 | 0 |  | 2018-02-01 | 2.9792 | 2.4505 | 4.427 | 3.6414
2016-07-01 | 60.7663 | [5 empty] | 2018-12-01 | 0 | 0 | 0 | 0 | 0 | 0 | 0 | 0 | 0 | 0 | 0 | 0 | 0 | 0 | 0 | 0 | 0 | 0 | 0 | 0 | 0 | 0 | 77 | 0.35 |  |  |  | 2019Q2 | 2019 | 2019-05-01 | 3.5805 | 3.5805 | 3.5805 |  |  |  | 0% |  | 0% | 0 |  |  |  | 0 | 3.5805 | 3.5805 | 2.425% | 3.5805 | 2.425% | 4.3213 | 3.4252 | 0 |  | 2018-03-01 | 2.8908 | 2.3289 | 4.2955 | 3.4606
2016-08-01 | 74.4577 | [5 empty] | 2019-01-01 | 0 | 0 | 0 | 0 | 0 | 0 | 0 | 0 | 0 | 0 | 0 | 0 | 0 | 0 | 0 | 0 | 0 | 0 | 0 | 0 | 0 | 0 | 77 | 0.35 |  |  |  | 2019Q2 | 2019 | 2019-06-01 | 3.6237 | 3.6237 | 3.6237 |  |  |  | 0% |  | 0% | 0 |  |  |  | 0 | 3.6237 | 3.6237 | 2.425% | 3.6237 | 2.425% | 4.3288 | 3.4365 | 0 |  | 2018-04-01 | 2.8334 | 2.2581 | 4.2103 | 3.3554
2016-09-01 | 64.9603 | [5 empty] | 2019-02-01 | 0 | 0 | 0 | 0 | 0 | 0 | 0 | 0 | 0 | 0 | 0 | 0 | 0 | 0 | 0 | 0 | 0 | 0 | 0 | 0 | 0 | 0 | 77 | 0.35 |  |  |  | 2019Q3 | 2019 | 2019-07-01 | 3.7226 | 3.7226 | 3.7226 |  |  |  | 0% |  | 0% | 0 |  |  |  | 0 | 3.7226 | 3.7226 | 2.425% | 3.7226 | 2.425% | 4.3842 | 3.4896 | 0 |  | 2018-05-01 | 2.8072 | 2.2303 | 4.1713 | 3.3141
2016-10-01 | 56.0552 | [5 empty] | 2019-03-01 | 0 | 0 | 0 | 0 | 0 | 0 | 0 | 0 | 0 | 0 | 0 | 0 | 0 | 0 | 0 | 0 | 0 | 0 | 0 | 0 | 0 | 0 | 78 | 0.35 |  |  |  | 2019Q3 | 2019 | 2019-08-01 | 3.8631 | 3.8631 | 3.8631 |  |  |  | 0% |  | 0% | 0 |  |  |  | 0 | 3.8631 | 3.8631 | 2.425% | 3.8631 | 2.425% | 4.4875 | 3.5726 | 0 |  | 2018-06-01 | 2.8121 | 2.2377 | 4.1786 | 3.325
2016-11-01 | 56.8804 | [5 empty] | 2019-04-01 | 0 | 0 | 0 | 0 | 0 | 0 | 0 | 0 | 0 | 0 | 0 | 0 | 0 | 0 | 0 | 0 | 0 | 0 | 0 | 0 | 0 | 0 | 78 | 0.35 |  |  |  | 2019Q3 | 2019 | 2019-09-01 | 4.0303 | 4.0303 | 4.0303 |  |  |  | 0% |  | 0% | 0 |  |  |  | 0 | 4.0303 | 4.0303 | 2.425% | 4.0303 | 2.425% | 4.6387 | 3.6732 | 0 |  | 2018-07-01 | 2.848 | 2.2723 | 4.2321 | 3.3765
2016-12-01 | 58.4955 | [5 empty] | 2019-05-01 | 0 | 0 | 0 | 0 | 0 | 0 | 0 | 0 | 0 | 0 | 0 | 0 | 0 | 0 | 0 | 0 | 0 | 0 | 0 | 0 | 0 | 0 | 78 | 0.35 |  |  |  | 2019Q4 | 2019 | 2019-10-01 | 4.2095 | 4.2095 | 4.2095 |  |  |  | 0% |  | 0% | 0 |  |  |  | 0 | 4.2095 | 4.2095 | 2.425% | 4.2095 | 2.425% | 4.8378 | 3.7795 | 0 |  | 2018-08-01 | 2.9152 | 2.3263 | 4.3318 | 3.4567
2017-01-01 | 55.5156 | [5 empty] | 2019-06-01 | 0 | 0 | 0 | 0 | 0 | 0 | 0 | 0 | 0 | 0 | 0 | 0 | 0 | 0 | 0 | 0 | 0 | 0 | 0 | 0 | 0 | 0 | 79 | 0.35 |  |  |  | 2019Q4 | 2019 | 2019-11-01 | 4.3861 | 4.3861 | 4.3861 |  |  |  | 0% |  | 0% | 0 |  |  |  | 0 | 4.3861 | 4.3861 | 2.425% | 4.3861 | 2.425% | 5.0848 | 3.8794 | 0 |  | 2018-09-01 | 3.0134 | 2.3918 | 4.4777 | 3.5541
2017-02-01 | 45.6432 | [5 empty] | 2019-07-01 | 0 | 0 | 0 | 0 | 0 | 0 | 0 | 0 | 0 | 0 | 0 | 0 | 0 | 0 | 0 | 0 | 0 | 0 | 0 | 0 | 0 | 0 | 79 | 0.35 |  |  |  | 2019Q4 | 2019 | 2019-12-01 | 4.5726 | 4.5726 | 4.5726 |  |  |  | 0% |  | 0% | 0 |  |  |  | 0 | 4.5726 | 4.5726 | 2.425% | 4.5726 | 2.425% | 5.1922 | 3.9607 | 0 |  | 2018-10-01 | 3.1427 | 2.461 | 4.6699 | 3.657
2017-03-01 | 41.6614 | [5 empty] | 2019-08-01 | 0 | 0 | 0 | 0 | 0 | 0 | 0 | 0 | 0 | 0 | 0 | 0 | 0 | 0 | 0 | 0 | 0 | 0 | 0 | 0 | 0 | 0 | 79 | 0.35 |  |  |  | 2020Q1 | 2020 | 2020-01-01 | 4.3686 | 4.3686 | 4.3686 |  |  |  | 0% |  | 0% | 0 |  |  |  | 0 | 4.3686 | 4.3686 | 2.663% | 4.3686 | 2.663% | 5.1634 | 4.1859 | 0 |  | 2018-11-01 | 3.3032 | 2.5261 | 4.9083 | 3.7536
2017-04-01 | 42.3356 | [5 empty] | 2019-09-01 | 0 | 0 | 0 | 0 | 0 | 0 | 0 | 0 | 0 | 0 | 0 | 0 | 0 | 0 | 0 | 0 | 0 | 0 | 0 | 0 | 0 | 0 | 80 | 0.35 |  |  |  | 2020Q1 | 2020 | 2020-02-01 | 4.0349 | 4.0349 | 4.0349 |  |  |  | 0% |  | 0% | 0 |  |  |  | 0 | 4.0349 | 4.0349 | 2.663% | 4.0349 | 2.663% | 4.7738 | 3.8989 | 0 |  | 2018-12-01 | 3.3729 | 2.579 | 5.012 | 3.8323
2017-05-01 | 43.6097 | [5 empty] | 2019-10-01 | 0 | 0 | 0 | 0 | 0 | 0 | 0 | 0 | 0 | 0 | 0 | 0 | 0 | 0 | 0 | 0 | 0 | 0 | 0 | 0 | 0 | 0 | 80 | 0.35 |  |  |  | 2020Q1 | 2020 | 2020-03-01 | 3.8185 | 3.8185 | 3.8185 |  |  |  | 0% |  | 0% | 0 |  |  |  | 0 | 3.8185 | 3.8185 | 2.669% | 3.8185 | 2.669% | 4.6321 | 3.7053 | 0 |  | 2019-01-01 | 3.2727 | 2.6658 | 4.9604 | 4.0404
2017-06-01 | 45.6571 | [5 empty] | 2019-11-01 | 0 | 0 | 0 | 0 | 0 | 0 | 0 | 0 | 0 | 0 | 0 | 0 | 0 | 0 | 0 | 0 | 0 | 0 | 0 | 0 | 0 | 0 | 80 | 0.35 |  |  |  | 2020Q2 | 2020 | 2020-04-01 | 3.7039 | 3.7039 | 3.7039 |  |  |  | 0% |  | 0% | 0 |  |  |  | 0 | 3.7039 | 3.7039 | 2.669% | 3.7039 | 2.669% | 4.5402 | 3.5927 | 0 |  | 2019-02-01 | 3.0258 | 2.483 | 4.5861 | 3.7634
2017-07-01 | 61.7073 | [5 empty] | 2019-12-01 | 0 | 0 | 0 | 0 | 0 | 0 | 0 | 0 | 0 | 0 | 0 | 0 | 0 | 0 | 0 | 0 | 0 | 0 | 0 | 0 | 0 | 0 | 81 | 0.35 |  |  |  | 2020Q2 | 2020 | 2020-05-01 | 3.676 | 3.676 | 3.676 |  |  |  | 0% |  | 0% | 0 |  |  |  | 0 | 3.676 | 3.676 | 2.669% | 3.676 | 2.669% | 4.4981 | 3.5485 | 0 |  | 2019-03-01 | 2.936 | 2.3598 | 4.4499 | 3.5766
2017-08-01 | 75.451 | [5 empty] | 2020-01-01 | 0 | 0 | 0 | 0 | 0 | 0 | 0 | 0 | 0 | 0 | 0 | 0 | 0 | 0 | 0 | 0 | 0 | 0 | 0 | 0 | 0 | 0 | 81 | 0.35 |  |  |  | 2020Q2 | 2020 | 2020-06-01 | 3.7204 | 3.7204 | 3.7204 |  |  |  | 0% |  | 0% | 0 |  |  |  | 0 | 3.7204 | 3.7204 | 2.669% | 3.7204 | 2.669% | 4.506 | 3.5602 | 0 |  | 2019-04-01 | 2.8777 | 2.288 | 4.3617 | 3.4679
2017-09-01 | 64.6404 | [5 empty] | 2020-02-01 | 0 | 0 | 0 | 0 | 0 | 0 | 0 | 0 | 0 | 0 | 0 | 0 | 0 | 0 | 0 | 0 | 0 | 0 | 0 | 0 | 0 | 0 | 81 | 0.35 |  |  |  | 2020Q3 | 2020 | 2020-07-01 | 3.822 | 3.822 | 3.822 |  |  |  | 0% |  | 0% | 0 |  |  |  | 0 | 3.822 | 3.822 | 2.669% | 3.822 | 2.669% | 4.5636 | 3.6152 | 0 |  | 2019-05-01 | 2.8511 | 2.2599 | 4.3213 | 3.4252
2017-10-01 | 55.8224 | [5 empty] | 2020-03-01 | 0 | 0 | 0 | 0 | 0 | 0 | 0 | 0 | 0 | 0 | 0 | 0 | 0 | 0 | 0 | 0 | 0 | 0 | 0 | 0 | 0 | 0 | 82 | 0.35 |  |  |  | 2020Q3 | 2020 | 2020-08-01 | 3.9662 | 3.9662 | 3.9662 |  |  |  | 0% |  | 0% | 0 |  |  |  | 0 | 3.9662 | 3.9662 | 2.669% | 3.9662 | 2.669% | 4.6712 | 3.7012 | 0 |  | 2019-06-01 | 2.856 | 2.2673 | 4.3288 | 3.4365
2017-11-01 | 59.477 | [5 empty] | 2020-04-01 | 0 | 0 | 0 | 0 | 0 | 0 | 0 | 0 | 0 | 0 | 0 | 0 | 0 | 0 | 0 | 0 | 0 | 0 | 0 | 0 | 0 | 0 | 82 | 0.35 |  |  |  | 2020Q3 | 2020 | 2020-09-01 | 4.1379 | 4.1379 | 4.1379 |  |  |  | 0% |  | 0% | 0 |  |  |  | 0 | 4.1379 | 4.1379 | 2.669% | 4.1379 | 2.669% | 4.8285 | 3.8055 | 0 |  | 2019-07-01 | 2.8926 | 2.3024 | 4.3842 | 3.4896
2017-12-01 | 58.1445 | [5 empty] | 2020-05-01 | 0 | 0 | 0 | 0 | 0 | 0 | 0 | 0 | 0 | 0 | 0 | 0 | 0 | 0 | 0 | 0 | 0 | 0 | 0 | 0 | 0 | 0 | 82 | 0.35 |  |  |  | 2020Q4 | 2020 | 2020-10-01 | 4.3218 | 4.3218 | 4.3218 |  |  |  | 0% |  | 0% | 0 |  |  |  | 0 | 4.3218 | 4.3218 | 2.669% | 4.3218 | 2.669% | 5.0358 | 3.9156 | 0 |  | 2019-08-01 | 2.9607 | 2.3571 | 4.4875 | 3.5726
2018-01-01 | 55.0441 | [5 empty] | 2020-06-01 | 0 | 0 | 0 | 0 | 0 | 0 | 0 | 0 | 0 | 0 | 0 | 0 | 0 | 0 | 0 | 0 | 0 | 0 | 0 | 0 | 0 | 0 | 83 | 0.35 |  |  |  | 2020Q4 | 2020 | 2020-11-01 | 4.5031 | 4.5031 | 4.5031 |  |  |  | 0% |  | 0% | 0 |  |  |  | 0 | 4.5031 | 4.5031 | 2.669% | 4.5031 | 2.669% | 5.2929 | 4.019 | 0 |  | 2019-09-01 | 3.0605 | 2.4235 | 4.6387 | 3.6732
2018-02-01 | 43.238 | [5 empty] | 2020-07-01 | 0 | 0 | 0 | 0 | 0 | 0 | 0 | 0 | 0 | 0 | 0 | 0 | 0 | 0 | 0 | 0 | 0 | 0 | 0 | 0 | 0 | 0 | 83 | 0.35 |  |  |  | 2020Q4 | 2020 | 2020-12-01 | 4.6947 | 4.6947 | 4.6947 |  |  |  | 0% |  | 0% | 0 |  |  |  | 0 | 4.6947 | 4.6947 | 2.669% | 4.6947 | 2.669% | 5.4047 | 4.1033 | 0 |  | 2019-10-01 | 3.1919 | 2.4936 | 4.8378 | 3.7795
2018-03-01 | 42.2607 | [5 empty] | 2020-08-01 | 0 | 0 | 0 | 0 | 0 | 0 | 0 | 0 | 0 | 0 | 0 | 0 | 0 | 0 | 0 | 0 | 0 | 0 | 0 | 0 | 0 | 0 | 83 | 0.35 |  |  |  | 2021Q1 | 2021 | 2021-01-01 | 4.4767 | 4.4767 | 4.4767 |  |  |  | 0% |  | 0% | 0 |  |  |  | 0 | 4.4767 | 4.4767 | 2.475% | 4.4767 | 2.475% | 5.3749 | 4.3367 | 0 |  | 2019-11-01 | 3.3548 | 2.5595 | 5.0848 | 3.8794
2018-04-01 | 41.6841 | [5 empty] | 2020-09-01 | 0 | 0 | 0 | 0 | 0 | 0 | 0 | 0 | 0 | 0 | 0 | 0 | 0 | 0 | 0 | 0 | 0 | 0 | 0 | 0 | 0 | 0 | 84 | 0.35 |  |  |  | 2021Q1 | 2021 | 2021-02-01 | 4.1348 | 4.1348 | 4.1348 |  |  |  | 0% |  | 0% | 0 |  |  |  | 0 | 4.1348 | 4.1348 | 2.475% | 4.1348 | 2.475% | 4.9693 | 4.0394 | 0 |  | 2019-12-01 | 3.4257 | 2.6132 | 5.1922 | 3.9607
2018-05-01 | 44.2792 | [5 empty] | 2020-10-01 | 0 | 0 | 0 | 0 | 0 | 0 | 0 | 0 | 0 | 0 | 0 | 0 | 0 | 0 | 0 | 0 | 0 | 0 | 0 | 0 | 0 | 0 | 84 | 0.35 |  |  |  | 2021Q1 | 2021 | 2021-03-01 | 3.9128 | 3.9128 | 3.9128 |  |  |  | 0% |  | 0% | 0 |  |  |  | 0 | 3.9128 | 3.9128 | 2.469% | 3.9128 | 2.469% | 4.8218 | 3.8389 | 0 |  | 2020-01-01 | 3.3399 | 2.7076 | 5.1634 | 4.1859
2018-06-01 | 46.7415 | [5 empty] | 2020-11-01 | 0 | 0 | 0 | 0 | 0 | 0 | 0 | 0 | 0 | 0 | 0 | 0 | 0 | 0 | 0 | 0 | 0 | 0 | 0 | 0 | 0 | 0 | 84 | 0.35 |  |  |  | 2021Q2 | 2021 | 2021-04-01 | 3.7954 | 3.7954 | 3.7954 |  |  |  | 0% |  | 0% | 0 |  |  |  | 0 | 3.7954 | 3.7954 | 2.469% | 3.7954 | 2.469% | 4.7261 | 3.7222 | 0 |  | 2020-02-01 | 3.0879 | 2.522 | 4.7738 | 3.8989
2018-07-01 | 63.0098 | [5 empty] | 2020-12-01 | 0 | 0 | 0 | 0 | 0 | 0 | 0 | 0 | 0 | 0 | 0 | 0 | 0 | 0 | 0 | 0 | 0 | 0 | 0 | 0 | 0 | 0 | 85 | 0.35 |  |  |  | 2021Q2 | 2021 | 2021-05-01 | 3.7668 | 3.7668 | 3.7668 |  |  |  | 0% |  | 0% | 0 |  |  |  | 0 | 3.7668 | 3.7668 | 2.469% | 3.7668 | 2.469% | 4.6824 | 3.6764 | 0 |  | 2020-03-01 | 2.9962 | 2.3968 | 4.6321 | 3.7053
2018-08-01 | 74.158 | [5 empty] | 2021-01-01 | 0 | 0 | 0 | 0 | 0 | 0 | 0 | 0 | 0 | 0 | 0 | 0 | 0 | 0 | 0 | 0 | 0 | 0 | 0 | 0 | 0 | 0 | 85 | 0.35 |  |  |  | 2021Q2 | 2021 | 2021-06-01 | 3.8123 | 3.8123 | 3.8123 |  |  |  | 0% |  | 0% | 0 |  |  |  | 0 | 3.8123 | 3.8123 | 2.469% | 3.8123 | 2.469% | 4.6905 | 3.6885 | 0 |  | 2020-04-01 | 2.9368 | 2.3239 | 4.5402 | 3.5927
2018-09-01 | 66.5679 | [5 empty] | 2021-02-01 | 0 | 0 | 0 | 0 | 0 | 0 | 0 | 0 | 0 | 0 | 0 | 0 | 0 | 0 | 0 | 0 | 0 | 0 | 0 | 0 | 0 | 0 | 85 | 0.35 |  |  |  | 2021Q3 | 2021 | 2021-07-01 | 3.9163 | 3.9163 | 3.9163 |  |  |  | 0% |  | 0% | 0 |  |  |  | 0 | 3.9163 | 3.9163 | 2.469% | 3.9163 | 2.469% | 4.7505 | 3.7455 | 0 |  | 2020-05-01 | 2.9096 | 2.2953 | 4.4981 | 3.5485
2018-10-01 | 54.851 | [5 empty] | 2021-03-01 | 0 | 0 | 0 | 0 | 0 | 0 | 0 | 0 | 0 | 0 | 0 | 0 | 0 | 0 | 0 | 0 | 0 | 0 | 0 | 0 | 0 | 0 | 86 | 0.35 |  |  |  | 2021Q3 | 2021 | 2021-08-01 | 4.0641 | 4.0641 | 4.0641 |  |  |  | 0% |  | 0% | 0 |  |  |  | 0 | 4.0641 | 4.0641 | 2.469% | 4.0641 | 2.469% | 4.8625 | 3.8345 | 0 |  | 2020-06-01 | 2.9146 | 2.3029 | 4.506 | 3.5602
2018-11-01 | 57.8434 | [5 empty] | 2021-04-01 | 0 | 0 | 0 | 0 | 0 | 0 | 0 | 0 | 0 | 0 | 0 | 0 | 0 | 0 | 0 | 0 | 0 | 0 | 0 | 0 | 0 | 0 | 86 | 0.35 |  |  |  | 2021Q3 | 2021 | 2021-09-01 | 4.2401 | 4.2401 | 4.2401 |  |  |  | 0% |  | 0% | 0 |  |  |  | 0 | 4.2401 | 4.2401 | 2.469% | 4.2401 | 2.469% | 5.0263 | 3.9426 | 0 |  | 2020-07-01 | 2.9519 | 2.3385 | 4.5636 | 3.6152
2018-12-01 | 60.5869 | [5 empty] | 2021-05-01 | 0 | 0 | 0 | 0 | 0 | 0 | 0 | 0 | 0 | 0 | 0 | 0 | 0 | 0 | 0 | 0 | 0 | 0 | 0 | 0 | 0 | 0 | 86 | 0.35 |  |  |  | 2021Q4 | 2021 | 2021-10-01 | 4.4285 | 4.4285 | 4.4285 |  |  |  | 0% |  | 0% | 0 |  |  |  | 0 | 4.4285 | 4.4285 | 2.469% | 4.4285 | 2.469% | 5.242 | 4.0567 | 0 |  | 2020-08-01 | 3.0215 | 2.3941 | 4.6712 | 3.7012
2019-01-01 | 60.1318 | [5 empty] | 2021-06-01 | 0 | 0 | 0 | 0 | 0 | 0 | 0 | 0 | 0 | 0 | 0 | 0 | 0 | 0 | 0 | 0 | 0 | 0 | 0 | 0 | 0 | 0 | 87 | 0.35 |  |  |  | 2021Q4 | 2021 | 2021-11-01 | 4.6143 | 4.6143 | 4.6143 |  |  |  | 0% |  | 0% | 0 |  |  |  | 0 | 4.6143 | 4.6143 | 2.469% | 4.6143 | 2.469% | 5.5096 | 4.1638 | 0 |  | 2020-09-01 | 3.1233 | 2.4615 | 4.8285 | 3.8055
2019-02-01 | 47.0801 | [5 empty] | 2021-07-01 | 0 | 0 | 0 | 0 | 0 | 0 | 0 | 0 | 0 | 0 | 0 | 0 | 0 | 0 | 0 | 0 | 0 | 0 | 0 | 0 | 0 | 0 | 87 | 0.35 |  |  |  | 2021Q4 | 2021 | 2021-12-01 | 4.8106 | 4.8106 | 4.8106 |  |  |  | 0% |  | 0% | 0 |  |  |  | 0 | 4.8106 | 4.8106 | 2.469% | 4.8106 | 2.469% | 5.626 | 4.2511 | 0 |  | 2020-10-01 | 3.2573 | 2.5327 | 5.0358 | 3.9156
2019-03-01 | 42.4248 | [5 empty] | 2021-08-01 | 0 | 0 | 0 | 0 | 0 | 0 | 0 | 0 | 0 | 0 | 0 | 0 | 0 | 0 | 0 | 0 | 0 | 0 | 0 | 0 | 0 | 0 | 87 | 0.35 |  |  |  | 2022Q1 | 2022 | 2022-01-01 | 4.851 | 4.851 | 4.851 |  |  |  | 0% |  | 0% | 0 |  |  |  | 0 | 4.851 | 4.851 | 8.361% | 4.851 | 8.361% | 5.5951 | 4.4931 | 0 |  | 2020-11-01 | 3.4236 | 2.5997 | 5.2929 | 4.019
2019-04-01 | 42.0937 | [5 empty] | 2021-09-01 | 0 | 0 | 0 | 0 | 0 | 0 | 0 | 0 | 0 | 0 | 0 | 0 | 0 | 0 | 0 | 0 | 0 | 0 | 0 | 0 | 0 | 0 | 88 | 0.35 |  |  |  | 2022Q1 | 2022 | 2022-02-01 | 4.8 | 4.8 | 4.8 |  |  |  | 0% |  | 0% | 0 |  |  |  | 0 | 4.8 | 4.8 | 16.09% | 4.8 | 16.09% | 5.1729 | 4.1851 | 0 |  | 2020-12-01 | 3.496 | 2.6542 | 5.4047 | 4.1033
2019-05-01 | 45.8391 | [5 empty] | 2021-10-01 | 0 | 0 | 0 | 0 | 0 | 0 | 0 | 0 | 0 | 0 | 0 | 0 | 0 | 0 | 0 | 0 | 0 | 0 | 0 | 0 | 0 | 0 | 88 | 0.35 |  |  |  | 2022Q1 | 2022 | 2022-03-01 | 4.699 | 4.699 | 4.699 |  |  |  | 0% |  | 0% | 0 |  |  |  | 0 | 4.699 | 4.699 | 20.09% | 4.699 | 20.09% | 5.0194 | 3.9773 | 0 |  | 2021-01-01 | 3.4085 | 2.7501 | 5.3749 | 4.3367
2019-06-01 | 47.1708 | [5 empty] | 2021-11-01 | 0 | 0 | 0 | 0 | 0 | 0 | 0 | 0 | 0 | 0 | 0 | 0 | 0 | 0 | 0 | 0 | 0 | 0 | 0 | 0 | 0 | 0 | 88 | 0.35 |  |  |  | 2022Q2 | 2022 | 2022-04-01 | 4.601 | 4.601 | 4.601 |  |  |  | 0% |  | 0% | 0 |  |  |  | 0 | 4.601 | 4.601 | 21.23% | 4.601 | 21.23% | 4.9198 | 3.8564 | 0 |  | 2021-02-01 | 3.1513 | 2.5616 | 4.9693 | 4.0394
2019-07-01 | 64.8881 | [5 empty] | 2021-12-01 | 0 | 0 | 0 | 0 | 0 | 0 | 0 | 0 | 0 | 0 | 0 | 0 | 0 | 0 | 0 | 0 | 0 | 0 | 0 | 0 | 0 | 0 | 89 | 0.35 |  |  |  | 2022Q2 | 2022 | 2022-05-01 | 4.592 | 4.592 | 4.592 |  |  |  | 0% |  | 0% | 0 |  |  |  | 0 | 4.592 | 4.592 | 21.91% | 4.592 | 21.91% | 4.8742 | 3.809 | 0 |  | 2021-03-01 | 3.0577 | 2.4344 | 4.8218 | 3.8389
2019-08-01 | 78.0168 | [5 empty] | 2022-01-01 | 0 | 0 | 0 | 0 | 0 | 0 | 0 | 0 | 0 | 0 | 0 | 0 | 0 | 0 | 0 | 0 | 0 | 0 | 0 | 0 | 0 | 0 | 89 | 0.35 |  |  |  | 2022Q2 | 2022 | 2022-06-01 | 4.591 | 4.591 | 4.591 |  |  |  | 0% |  | 0% | 0 |  |  |  | 0 | 4.591 | 4.591 | 20.43% | 4.591 | 20.43% | 4.8827 | 3.8215 | 0 |  | 2021-04-01 | 2.9971 | 2.3604 | 4.7261 | 3.7222
2019-09-01 | 68.0939 | [5 empty] | 2022-02-01 | 0 | 0 | 0 | 0 | 0 | 0 | 0 | 0 | 0 | 0 | 0 | 0 | 0 | 0 | 0 | 0 | 0 | 0 | 0 | 0 | 0 | 0 | 89 | 0.35 |  |  |  | 2022Q3 | 2022 | 2022-07-01 | 4.656 | 4.656 | 4.656 |  |  |  | 0% |  | 0% | 0 |  |  |  | 0 | 4.656 | 4.656 | 18.89% | 4.656 | 18.89% | 4.9452 | 3.8806 | 0 |  | 2021-05-01 | 2.9693 | 2.3314 | 4.6824 | 3.6764
2019-10-01 | 57.1471 | [5 empty] | 2022-03-01 | 0 | 0 | 0 | 0 | 0 | 0 | 0 | 0 | 0 | 0 | 0 | 0 | 0 | 0 | 0 | 0 | 0 | 0 | 0 | 0 | 0 | 0 | 90 | 0.35 |  |  |  | 2022Q3 | 2022 | 2022-08-01 | 4.651 | 4.651 | 4.651 |  |  |  | 0% |  | 0% | 0 |  |  |  | 0 | 4.651 | 4.651 | 14.44% | 4.651 | 14.44% | 5.0617 | 3.9728 | 0 |  | 2021-06-01 | 2.9745 | 2.3391 | 4.6905 | 3.6885
2019-11-01 | 62.6442 | [5 empty] | 2022-04-01 | 0 | 0 | 0 | 0 | 0 | 0 | 0 | 0 | 0 | 0 | 0 | 0 | 0 | 0 | 0 | 0 | 0 | 0 | 0 | 0 | 0 | 0 | 90 | 0.35 |  |  |  | 2022Q3 | 2022 | 2022-09-01 | 4.622 | 4.622 | 4.622 |  |  |  | 0% |  | 0% | 0 |  |  |  | 0 | 4.622 | 4.622 | 9.007% | 4.622 | 9.007% | #N/A | #N/A | 0 |  | 2021-07-01 | 3.0126 | 2.3752 | 4.7505 | 3.7455
2019-12-01 | 62.131 | [5 empty] | 2022-05-01 | 0 | 0 | 0 | 0 | 0 | 0 | 0 | 0 | 0 | 0 | 0 | 0 | 0 | 0 | 0 | 0 | 0 | 0 | 0 | 0 | 0 | 0 | 90 | 0.35 |  |  |  | 2022Q4 | 2022 | 2022-10-01 | 4.621 | 4.621 | 4.621 |  |  |  | 0% |  | 0% | 0 |  |  |  | 0 | 4.621 | 4.621 | 4.346% | 4.621 | 4.346% | #N/A | #N/A | 0 |  | 2021-08-01 | 3.0836 | 2.4317 | 4.8625 | 3.8345
2020-01-01 | 57.8513 | [5 empty] | 2022-06-01 | 0 | 0 | 0 | 0 | 0 | 0 | 0 | 0 | 0 | 0 | 0 | 0 | 0 | 0 | 0 | 0 | 0 | 0 | 0 | 0 | 0 | 0 | 91 | 0.35 |  |  |  | 2022Q4 | 2022 | 2022-11-01 | 4.638 | 4.638 | 4.638 |  |  |  | 0% |  | 0% | 0 |  |  |  | 0 | 4.638 | 4.638 | 0.513% | 4.638 | 0.513% | #N/A | #N/A | 0 |  | 2021-09-01 | 3.1875 | 2.5002 | 5.0263 | 3.9426
2020-02-01 | 45.0327 | [5 empty] | 2022-07-01 | 0 | 0 | 0 | 0 | 0 | 0 | 0 | 0 | 0 | 0 | 0 | 0 | 0 | 0 | 0 | 0 | 0 | 0 | 0 | 0 | 0 | 0 | 91 | 0.35 |  |  |  | 2022Q4 | 2022 | 2022-12-01 | 4.69 | 4.69 | 4.69 |  |  |  | 0% |  | 0% | 0 |  |  |  | 0 | 4.69 | 4.69 | -2.507% | 4.69 | -2.507% | #N/A | #N/A | 0 |  | 2021-10-01 | 3.3243 | 2.5726 | 5.242 | 4.0567
2020-03-01 | 44.71 | [5 empty] | 2022-08-01 | 0 | 0 | 0 | 0 | 0 | 0 | 0 | 0 | 0 | 0 | 0 | 0 | 0 | 0 | 0 | 0 | 0 | 0 | 0 | 0 | 0 | 0 | 91 | 0.35 |  |  |  | 2023Q1 | 2023 | 2023-01-01 | 4.948 | 4.948 | 4.948 |  |  |  | 0% |  | 0% | 0 |  |  |  | 0 | 4.948 | 4.948 | 2% | 4.948 | 2% | #N/A | #N/A | 0 |  | 2021-11-01 | 3.494 | 2.6405 | 5.5096 | 4.1638
2020-04-01 | 43.7928 | [5 empty] | 2022-09-01 | 0 | 0 | 0 | 0 | 0 | 0 | 0 | 0 | 0 | 0 | 0 | 0 | 0 | 0 | 0 | 0 | 0 | 0 | 0 | 0 | 0 | 0 | 92 | 0.35 |  |  |  | 2023Q1 | 2023 | 2023-02-01 | 4.901 | 4.901 | 4.901 |  |  |  | 0% |  | 0% | 0 |  |  |  | 0 | 4.901 | 4.901 | 2.104% | 4.901 | 2.104% | #N/A | #N/A | 0 |  | 2021-12-01 | 3.5678 | 2.6959 | 5.626 | 4.2511
2020-05-01 | 46.8599 | [5 empty] | 2022-10-01 | 0 | 0 | 0 | 0 | 0 | 0 | 0 | 0 | 0 | 0 | 0 | 0 | 0 | 0 | 0 | 0 | 0 | 0 | 0 | 0 | 0 | 0 | 92 | 0.35 | [6 empty] | 4.803 | 4.803 | 4.803 | [10 empty] | 0 | 4.803 | 4.803 | [5 empty] | 0 |  | 2022-01-01 | 3.4786 | 2.7935 | 5.5951 | 4.4931
2020-06-01 | 48.9251 | [5 empty] | 2022-11-01 | 0 | 0 | 0 | 0 | 0 | 0 | 0 | 0 | 0 | 0 | 0 | 0 | 0 | 0 | 0 | 0 | 0 | 0 | 0 | 0 | 0 | 0 | 92 | 0.35 | [6 empty] | 4.708 | 4.708 | 4.708 | [10 empty] | 0 | 4.708 | 4.708 | [5 empty] | 0 |  | 2022-02-01 | 3.2161 | 2.6019 | 5.1729 | 4.1851
2020-07-01 | 65.374 | [5 empty] | 2022-12-01 | 0 | 0 | 0 | 0 | 0 | 0 | 0 | 0 | 0 | 0 | 0 | 0 | 0 | 0 | 0 | 0 | 0 | 0 | 0 | 0 | 0 | 0 | 93 | 0.35 | [6 empty] | 4.7 | 4.7 | 4.7 | [10 empty] | 0 | 4.7 | 4.7 | [5 empty] | 0 |  | 2022-03-01 | 3.1206 | 2.4728 | 5.0194 | 3.9773
2020-08-01 | 78.7537 | [5 empty] | 2023-01-01 | 0 | 0 | 0 | 0 | 0 | 0 | 0 | 0 | 0 | 0 | 0 | 0 | 0 | 0 | 0 | 0 | 0 | 0 | 0 | 0 | 0 | 0 | 93 | 0.35 | [6 empty] | 4.7 | 4.7 | 4.7 | [10 empty] | 0 | 4.7 | 4.7 | [5 empty] | 0 |  | 2022-04-01 | 3.0587 | 2.3976 | 4.9198 | 3.8564
2020-09-01 | 67.9202 | [6 empty] | 0 | 0 | 0 | 0 | 0 | 0 |  |  |  | 0 | 0 | 0 | 0 | 0 | 0 | 0 | 0 | 0 | 0 | 0 | 0 | 0 | [8 empty] | 4.765 | 4.765 | 4.765 | [10 empty] | 0 | 4.765 | 4.765 | [5 empty] | 0 |  | 2022-05-01 | 3.0304 | 2.3681 | 4.8742 | 3.809
2020-10-01 | 57.7204 | [6 empty] | 0 | 0 | 0 | 0 | 0 | 0 |  |  |  | 0 | 0 | 0 | 0 | 0 | 0 | 0 | 0 | 0 | 0 | 0 | 0 | 0 | [8 empty] | 4.76 | 4.76 | 4.76 | [10 empty] | 0 | 4.76 | 4.76 | [5 empty] | 0 |  | 2022-06-01 | 3.0357 | 2.3759 | 4.8827 | 3.8215
2020-11-01 | 59.2839 | [6 empty] | 0 | 0 | 0 | 0 | 0 | 0 |  |  |  | 0 | 0 | 0 | 0 | 0 | 0 | 0 | 0 | 0 | 0 | 0 | 0 | 0 | [8 empty] | 4.73 | 4.73 | 4.73 | [10 empty] | 0 | 4.73 | 4.73 | [5 empty] | 0 |  | 2022-07-01 | 3.0745 | 2.4126 | 4.9452 | 3.8806
2020-12-01 | 62.3038 | [6 empty] | 0 | 0 | 0 | 0 | 0 | 0 |  |  |  | 0 | 0 | 0 | 0 | 0 | 0 | 0 | 0 | 0 | 0 | 0 | 0 | 0 | [8 empty] | 4.728 | 4.728 | 4.728 | [10 empty] | 0 | 4.728 | 4.728 | [5 empty] | 0 |  | 2022-08-01 | 3.147 | 2.47 | 5.0617 | 3.9728
2021-01-01 | 60.7353 | [6 empty] | 0 | 0 | 0 | 0 | 0 | 0 |  |  |  | 0 | 0 | 0 | 0 | 0 | 0 | 0 | 0 | 0 | 0 | 0 | 0 | 0 | [8 empty] | 4.74 | 4.74 | 4.74 | [10 empty] | 0 | 4.74 | 4.74 | [5 empty] | 0
2021-02-01 | 46.5319 | [6 empty] | 0 | 0 | 0 | 0 | 0 | 0 |  |  |  | 0 | 0 | 0 | 0 | 0 | 0 | 0 | 0 | 0 | 0 | 0 | 0 | 0 | [8 empty] | 4.789 | 4.789 | 4.789 | [10 empty] | 0 | 4.789 | 4.789 | [5 empty] | 0
2021-03-01 | 44.2407 | [36 empty] | 5.045 | 5.045 | 5.045 | [10 empty] | 0 | 5.045 | 5.045 | [5 empty] | 0
2021-04-01 | 43.5616 | [36 empty] | 5.002 | 5.002 | 5.002 | [10 empty] | 0 | 5.002 | 5.002 | [5 empty] | 0
2021-05-01 | 48.8792 | [36 empty] | 4.907 | 4.907 | 4.907 | [10 empty] | 0 | 4.907 | 4.907 | [5 empty] | 0
2021-06-01 | 50.7379 | [36 empty] | 4.815 | 4.815 | 4.815 | [10 empty] | 0 | 4.815 | 4.815 | [5 empty] | 0
2021-07-01 | 66.6722 | [36 empty] | 4.808 | 4.808 | 4.808 | [10 empty] | 0 | 4.808 | 4.808 | [5 empty] | 0
2021-08-01 | 80.2999 | [37 empty] | 0 | [11 empty] | 0 | 0 | [6 empty] | 0
2021-09-01 | 70.6898 | [49 empty] | 0 | [7 empty] | 0
2021-10-01 | 59.5397 | [49 empty] | 0 | [7 empty] | 0
2021-11-01 | 62.1314 | [49 empty] | 0 | [7 empty] | 0
2021-12-01 | 64.9565 | [49 empty] | 0 | [7 empty] | 0
2022-01-01 | 22.18 | [49 empty] | 0 | [7 empty] | 0
2022-02-01 | 24.04 | [49 empty] | 0 | [7 empty] | 0
2022-03-01 | 24.41 | [49 empty] | 0 | [7 empty] | 0
2022-04-01 | 21.91 | [49 empty] | 0 | [7 empty] | 0
2022-05-01 | 24.22 | [49 empty] | 0 | [7 empty] | 0
2022-06-01 | 26.47 | [49 empty] | 0 | [7 empty] | 0
2022-07-01 | 33.22 | [49 empty] | 0 | [7 empty] | 0
2022-08-01 | 52.95 | [49 empty] | 0 | [7 empty] | 0
2022-09-01 | 69.95 | [49 empty] | 0 | [7 empty] | 0
2022-10-01 | 49.95 | [49 empty] | 0 | [7 empty] | 0
2022-11-01 | 35.73 | [49 empty] | 0 | [7 empty] | 0
2022-12-01 | 22.23 | [49 empty] | 0 | [7 empty] | 0
2023-01-01 | 22.23 | [49 empty] | 0 | [7 empty] | 0
| 24.06 | [49 empty] | 0 | [7 empty] | 0
| 24.44 | [49 empty] | 0 | [7 empty] | 0
| 21.94 | [49 empty] | 0 | [7 empty] | 0
| 24.26 | [49 empty] | 0 | [7 empty] | 0
| 26.51 | [49 empty] | 0 | [7 empty] | 0
| 33.26 | [49 empty] | 0 | [7 empty] | 0
| 53.05 | [49 empty] | 0 | [7 empty] | 0
[51 empty] | 0 | [7 empty] | 0
[51 empty] | 0 | [7 empty] | 0
[51 empty] | 0 | [7 empty] | 0
[51 empty] | 0 | [7 empty] | 0
[51 empty] | 0 | [7 empty] | 0
[51 empty] | 0 | [7 empty] | 0
[51 empty] | 0 | [7 empty] | 0
[51 empty] | 0 | [7 empty] | 0
[51 empty] | 0 | [7 empty] | 0
[51 empty] | 0 | [7 empty] | 0
[51 empty] | 0 | [7 empty] | 0
[51 empty] | 0 | [7 empty] | 0
[51 empty] | 0 | [7 empty] | 0
[51 empty] | 0 | [7 empty] | 0
[51 empty] | 0 | [7 empty] | 0
[51 empty] | 0 | [7 empty] | 0
[51 empty] | 0 | [7 empty] | 0
[51 empty] | 0 | [7 empty] | 0
[51 empty] | 0 | [7 empty] | 0
[51 empty] | 0 | [7 empty] | 0
[51 empty] | 0 | [7 empty] | 0
[51 empty] | 0 | [7 empty] | 0
[51 empty] | 0 | [7 empty] | 0
[51 empty] | 0 | [7 empty] | 0
[51 empty] | 0 | [7 empty] | 0
[51 empty] | 0 | [7 empty] | 0
[51 empty] | 0 | [7 empty] | 0
[51 empty] | 0 | [7 empty] | 0
[51 empty] | 0 | [7 empty] | 0
[51 empty] | 0 | [7 empty] | 0
[51 empty] | 0 | [7 empty] | 0
[51 empty] | 0 | [7 empty] | 0
[51 empty] | 0 | [7 empty] | 0
[51 empty] | 0 | [7 empty] | 0
[51 empty] | 0 | [7 empty] | 0
[51 empty] | 0 | [7 empty] | 0
[51 empty] | 0 | [7 empty] | 0
[51 empty] | 0 | [7 empty] | 0
[51 empty] | 0 | [7 empty] | 0
[51 empty] | 0 | [7 empty] | 0
[51 empty] | 0 | [7 empty] | 0
[51 empty] | 0 | [7 empty] | 0
Formulas:
Month = EOMONTH([Month, row above],0)+1

## O&M
O&M EXPENSES ($'000s) | 1999 | 2000 | 2001 | 2002 | 2003 | 2004 | 2005 | 2006 | 2007 | 2008 | 2009 | 2010 | 2011 | 2012 | 2013 | 2014 | 2015 | 2016 | 2017 | 2018 | 2019 | 2020 | 2021 | 2022
FIXED EXPENSES
Labor
Salaries and Wages |  | 880.0021 | 906.4022 | 933.5942 | 961.602 | 990.4501 | 1020.1636 | 1050.7685 | 1082.2916 | 1114.7603 | 1148.2031 | 1182.6492 | 1218.1287 | 1254.6726 | 1292.3127 | 1331.0821 | 1371.0146 | 1412.145 | 1454.5094 | 1498.1447 | 1543.089 | 1589.3817 | 1637.0631 | 1686.175
Performance Incentive |  | 23.28 | 23.9784 | 24.6978 | 25.4387 | 26.2018 | 26.9879 | 27.7975 | 28.6315 | 29.4904 | 30.3751 | 31.2864 | 32.225 | 33.1917 | 34.1875 | 35.2131 | 36.2695 | 37.3576 | 38.4783 | 39.6326 | 40.8216 | 42.0463 | 43.3077 | 44.6069
Training Expenses |  | 19.7 | 20.291 | 20.8997 | 21.5267 | 22.1725 | 22.8377 | 23.5228 | 24.2285 | 24.9554 | 25.704 | 26.4752 | 27.2694 | 28.0875 | 28.9301 | 29.798 | 30.692 | 31.6127 | 32.5611 | 33.5379 | 34.5441 | 35.5804 | 36.6478 | 37.7472
Annual Maintenance Contracts |  | 25.5084 | 26.2737 | 27.0619 | 27.8737 | 28.71 | 29.5713 | 30.4584 | 31.3721 | 32.3133 | 33.2827 | 34.2812 | 35.3096 | 36.3689 | 37.46 | 38.5838 | 39.7413 | 40.9335 | 42.1615 | 43.4264 | 44.7292 | 46.0711 | 47.4532 | 48.8768
Subtotal: |  | 948.4905 | 976.9452 | 1006.2536 | 1036.4412 | 1067.5344 | 1099.5605 | 1132.5473 | 1166.5237 | 1201.5194 | 1237.565 | 1274.6919 | 1312.9327 | 1352.3207 | 1392.8903 | 1434.677 | 1477.7173 | 1522.0488 | 1567.7103 | 1614.7416 | 1663.1839 | 1713.0794 | 1764.4718 | 1817.4059
Repairs & Maintenance
Repairs/Maintenance | 0 | 142 | 146.26 | 150.6478 | 155.1672 | 159.8223 | 164.6169 | 169.5554 | 174.6421 | 179.8814 | 185.2778 | 190.8361 | 196.5612 | 202.458 | 208.5318 | 214.7877 | 221.2314 | 227.8683 | 234.7044 | 241.7455 | 248.9979 | 256.4678 | 264.1618 | 272.0867 | 142
Building Repairs | 0 | 3.061 | 3.1528 | 3.2474 | 3.3448 | 3.4452 | 3.5485 | 3.655 | 3.7646 | 3.8776 | 3.9939 | 4.1137 | 4.2371 | 4.3642 | 4.4952 | 4.63 | 4.7689 | 4.912 | 5.0594 | 5.2111 | 5.3675 | 5.5285 | 5.6944 | 5.8652 | 3.061
Supplies | 0 | 12.244 | 12.6114 | 12.9897 | 13.3794 | 13.7808 | 14.1942 | 14.62 | 15.0586 | 15.5104 | 15.9757 | 16.455 | 16.9486 | 17.4571 | 17.9808 | 18.5202 | 19.0758 | 19.6481 | 20.2375 | 20.8447 | 21.47 | 22.1141 | 22.7775 | 23.4609 | 12.244
Vehicle Expense | 0 | 1.5305 | 1.5764 | 1.6237 | 1.6724 | 1.7226 | 1.7743 | 1.8275 | 1.8823 | 1.9388 | 1.997 | 2.0569 | 2.1186 | 2.1821 | 2.2476 | 2.315 | 2.3845 | 2.456 | 2.5297 | 2.6056 | 2.6838 | 2.7643 | 2.8472 | 2.9326 | 1.5305
GT - Scheduled Maintenance | 0 | 61.2202 | 63.0568 | 64.9485 | 66.897 | 68.9039 | 70.971 | 73.1001 | 75.2931 | 77.5519 | 79.8785 | 82.2749 | 84.7431 | 87.2854 | 89.904 | 92.6011 | 95.3791 | 98.2405 | 101.1877 | 104.2233 | 107.35 | 110.5705 | 113.8876 | 117.3043 | 61.2202
GT - Unscheduled Maintenance | 0 | 21 | 21.63 | 22.2789 | 22.9473 | 23.6357 | 24.3448 | 25.0751 | 25.8274 | 26.6022 | 27.4002 | 28.2222 | 29.0689 | 29.941 | 30.8392 | 31.7644 | 32.7173 | 33.6988 | 34.7098 | 35.7511 | 36.8236 | 37.9283 | 39.0662 | 40.2382 | 21
ST - Scheduled Maintenance | 0 | 24 | 24.72 | 25.4616 | 26.2254 | 27.0122 | 27.8226 | 28.6573 | 29.517 | 30.4025 | 31.3146 | 32.254 | 33.2216 | 34.2183 | 35.2448 | 36.3022 | 37.3912 | 38.513 | 39.6683 | 40.8584 | 42.0841 | 43.3467 | 44.6471 | 45.9865 | 24
ST - Unscheduled Maintenance | 0 | 24 | 24.72 | 25.4616 | 26.2254 | 27.0122 | 27.8226 | 28.6573 | 29.517 | 30.4025 | 31.3146 | 32.254 | 33.2216 | 34.2183 | 35.2448 | 36.3022 | 37.3912 | 38.513 | 39.6683 | 40.8584 | 42.0841 | 43.3467 | 44.6471 | 45.9865 | 24
Boiler Mainenance - HRSG - Scheduled | 0 | 12 | 12.36 | 12.7308 | 13.1127 | 13.5061 | 13.9113 | 14.3286 | 14.7585 | 15.2012 | 15.6573 | 16.127 | 16.6108 | 17.1091 | 17.6224 | 18.1511 | 18.6956 | 19.2565 | 19.8342 | 20.4292 | 21.0421 | 21.6733 | 22.3235 | 22.9932 | 12
Boiler Maintenance - HRSG - Unscheduled | 0 | 12 | 12.36 | 12.7308 | 13.1127 | 13.5061 | 13.9113 | 14.3286 | 14.7585 | 15.2012 | 15.6573 | 16.127 | 16.6108 | 17.1091 | 17.6224 | 18.1511 | 18.6956 | 19.2565 | 19.8342 | 20.4292 | 21.0421 | 21.6733 | 22.3235 | 22.9932 | 12
Equipment Rentals | 0 | 1.0203 | 1.0509 | 1.0825 | 1.1149 | 1.1484 | 1.1829 | 1.2183 | 1.2549 | 1.2925 | 1.3313 | 1.3712 | 1.4124 | 1.4548 | 1.4984 | 1.5434 | 1.5897 | 1.6373 | 1.6865 | 1.7371 | 1.7892 | 1.8428 | 1.8981 | 1.9551 | 1.0203
Small Tools | 0 | 5.1017 | 5.2547 | 5.4124 | 5.5747 | 5.742 | 5.9143 | 6.0917 | 6.2744 | 6.4627 | 6.6565 | 6.8562 | 7.0619 | 7.2738 | 7.492 | 7.7168 | 7.9483 | 8.1867 | 8.4323 | 8.6853 | 8.9458 | 9.2142 | 9.4906 | 9.7754 | 5.1017
Leased Engine | 0 | 0 | 0 | 0 | 0 | 0 | 0 | 0 | 0 | 0 | 0 | 0 | 0 | 0 | 0 | 0 | 0 | 0 | 0 | 0 | 0 | 0 | 0 | 0
Subtotal: |  | 319.1778 | 328.7531 | 338.6157 | 348.7742 | 359.2374 | 370.0145 | 381.115 | 392.5484 | 404.3249 | 416.4546 | 428.9482 | 441.8167 | 455.0712 | 468.7233 | 482.785 | 497.2686 | 512.1866 | 527.5522 | 543.3788 | 559.6802 | 576.4706 | 593.7647 | 611.5776
Chemicals
Ammonia |  | 48 | 49.44 | 50.9232 | 52.4509 | 54.0244 | 55.6452 | 57.3145 | 59.0339 | 60.805 | 62.6291 | 64.508 | 66.4432 | 68.4365 | 70.4896 | 72.6043 | 74.7824 | 77.0259 | 79.3367 | 81.7168 | 84.1683 | 86.6933 | 89.2941 | 91.973
Lubricants |  | 5.1017 | 5.2547 | 5.4124 | 5.5747 | 5.742 | 5.9143 | 6.0917 | 6.2744 | 6.4627 | 6.6565 | 6.8562 | 7.0619 | 7.2738 | 7.492 | 7.7168 | 7.9483 | 8.1867 | 8.4323 | 8.6853 | 8.9458 | 9.2142 | 9.4906 | 9.7754
RO Unit Rental |  | 82 | 84.46 | 86.9938 | 89.6036 | 92.2917 | 95.0605 | 97.9123 | 100.8497 | 103.8751 | 106.9914 | 110.2011 | 113.5072 | 116.9124 | 120.4198 | 124.0324 | 127.7533 | 131.5859 | 135.5335 | 139.5995 | 143.7875 | 148.1011 | 152.5442 | 157.1205
Demineralized Water Treatment |  | 26 | 26.78 | 27.5834 | 28.4109 | 29.2632 | 30.1411 | 31.0454 | 31.9767 | 32.936 | 33.9241 | 34.9418 | 35.9901 | 37.0698 | 38.1819 | 39.3273 | 40.5072 | 41.7224 | 42.974 | 44.2633 | 45.5912 | 46.9589 | 48.3677 | 49.8187
Water Chemicals |  | 18 | 18.54 | 19.0962 | 19.6691 | 20.2592 | 20.8669 | 21.4929 | 22.1377 | 22.8019 | 23.4859 | 24.1905 | 24.9162 | 25.6637 | 26.4336 | 27.2266 | 28.0434 | 28.8847 | 29.7513 | 30.6438 | 31.5631 | 32.51 | 33.4853 | 34.4899
CEMS Gases |  | 18 | 18.54 | 19.0962 | 19.6691 | 20.2592 | 20.8669 | 21.4929 | 22.1377 | 22.8019 | 23.4859 | 24.1905 | 24.9162 | 25.6637 | 26.4336 | 27.2266 | 28.0434 | 28.8847 | 29.7513 | 30.6438 | 31.5631 | 32.51 | 33.4853 | 34.4899
Subtotal: |  | 197.1017 | 203.0147 | 209.1052 | 215.3783 | 221.8397 | 228.4949 | 235.3497 | 242.4102 | 249.6825 | 257.173 | 264.8882 | 272.8348 | 281.0199 | 289.4505 | 298.134 | 307.078 | 316.2903 | 325.7791 | 335.5524 | 345.619 | 355.9876 | 366.6672 | 377.6672
Gas Demand Charges
SW Gas Transport Fee |  | 277.7276 | 283.6161 | 290.4228 | 297.393 | 305.3647 | 311.8391 | 319.3233 | 326.987 | 335.7521 | 342.8708 | 351.0997 | 359.5261 | 132.5528 | 135.3632 | 138.6119 | 141.9386 | 145.7433 | 148.8334 | 152.4054 | 156.0631 | 160.2465 | 163.6441 | 167.5715
Kern River Transport Fee |  | 1080.066 | 999.4612 | 766.5 | 766.5 | 768.6 | 766.5 | 766.5 | 766.5 | 768.6 | 766.5 | 766.5 | 252 | 0 | 0 | 0 | 0 | 0 | 0 | 0 | 0 | 0 | 0 | 0
Reserved for future use |  | 0 | 0 | 0 | 0 | 0 | 0 | 0 | 0 | 0 | 0 | 0 | 0 | 0 | 0 | 0 | 0 | 0 | 0 | 0 | 0 | 0 | 0 | 0
Subtotal: |  | 1357.7936 | 1283.0773 | 1056.9228 | 1063.893 | 1073.9647 | 1078.3391 | 1085.8233 | 1093.487 | 1104.3521 | 1109.3708 | 1117.5997 | 611.5261 | 132.5528 | 135.3632 | 138.6119 | 141.9386 | 145.7433 | 148.8334 | 152.4054 | 156.0631 | 160.2465 | 163.6441 | 167.5715
Consulting
Consulting Fees |  | 15.3051 | 15.7642 | 16.2371 | 16.7242 | 17.226 | 17.7428 | 18.275 | 18.8233 | 19.388 | 19.9696 | 20.5687 | 21.1858 | 21.8213 | 22.476 | 23.1503 | 23.8448 | 24.5601 | 25.2969 | 26.0558 | 26.8375 | 27.6426 | 28.4719 | 29.3261
Outside Labour |  | 15.3051 | 15.7642 | 16.2371 | 16.7242 | 17.226 | 17.7428 | 18.275 | 18.8233 | 19.388 | 19.9696 | 20.5687 | 21.1858 | 21.8213 | 22.476 | 23.1503 | 23.8448 | 24.5601 | 25.2969 | 26.0558 | 26.8375 | 27.6426 | 28.4719 | 29.3261
Outside Testing |  | 10.2034 | 10.5095 | 10.8248 | 11.1495 | 11.484 | 11.8285 | 12.1834 | 12.5489 | 12.9253 | 13.3131 | 13.7125 | 14.1238 | 14.5476 | 14.984 | 15.4335 | 15.8965 | 16.3734 | 16.8646 | 17.3706 | 17.8917 | 18.4284 | 18.9813 | 19.5507
Subtotal: |  | 40.8135 | 42.0379 | 43.299 | 44.598 | 45.9359 | 47.314 | 48.7334 | 50.1954 | 51.7013 | 53.2523 | 54.8499 | 56.4954 | 58.1903 | 59.936 | 61.734 | 63.5861 | 65.4937 | 67.4585 | 69.4822 | 71.5667 | 73.7137 | 75.9251 | 78.2028
Other
Insurance |  | 132.6438 | 136.6231 | 140.7218 | 144.9435 | 149.2918 | 153.7705 | 158.3836 | 163.1351 | 168.0292 | 173.0701 | 178.2622 | 183.61 | 189.1183 | 194.7919 | 200.6357 | 206.6547 | 212.8544 | 219.24 | 225.8172 | 232.5917 | 239.5695 | 246.7565 | 254.1592
Power |  | 72 | 74.16 | 76.3848 | 78.6763 | 81.0366 | 83.4677 | 85.9718 | 88.5509 | 91.2074 | 93.9437 | 96.762 | 99.6648 | 102.6548 | 105.7344 | 108.9065 | 112.1737 | 115.5389 | 119.005 | 122.5752 | 126.2524 | 130.04 | 133.9412 | 137.9594
Water/Sewer |  | 240 | 247.2 | 254.616 | 262.2545 | 270.1221 | 278.2258 | 286.5726 | 295.1697 | 304.0248 | 313.1456 | 322.5399 | 332.2161 | 342.1826 | 352.4481 | 363.0215 | 373.9122 | 385.1295 | 396.6834 | 408.5839 | 420.8415 | 433.4667 | 446.4707 | 459.8648
Freight |  | 5.1017 | 5.2547 | 5.4124 | 5.5747 | 5.742 | 5.9143 | 6.0917 | 6.2744 | 6.4627 | 6.6565 | 6.8562 | 7.0619 | 7.2738 | 7.492 | 7.7168 | 7.9483 | 8.1867 | 8.4323 | 8.6853 | 8.9458 | 9.2142 | 9.4906 | 9.7754
Waste Removal |  | 3.061 | 3.1528 | 3.2474 | 3.3448 | 3.4452 | 3.5486 | 3.655 | 3.7647 | 3.8776 | 3.9939 | 4.1137 | 4.2372 | 4.3643 | 4.4952 | 4.6301 | 4.769 | 4.912 | 5.0594 | 5.2112 | 5.3675 | 5.5285 | 5.6944 | 5.8652
Safety Equipment |  | 1.0203 | 1.0509 | 1.0825 | 1.1149 | 1.1484 | 1.1829 | 1.2183 | 1.2549 | 1.2925 | 1.3313 | 1.3712 | 1.4124 | 1.4548 | 1.4984 | 1.5434 | 1.5897 | 1.6373 | 1.6865 | 1.7371 | 1.7892 | 1.8428 | 1.8981 | 1.9551
Emissions Testing/Expense |  | 21 | 21.63 | 22.2789 | 22.9473 | 23.6357 | 24.3448 | 25.0751 | 25.8274 | 26.6022 | 27.4002 | 28.2222 | 29.0689 | 29.941 | 30.8392 | 31.7644 | 32.7173 | 33.6988 | 34.7098 | 35.7511 | 36.8236 | 37.9283 | 39.0662 | 40.2382
Subtotal: |  | 474.8268 | 489.0716 | 503.7438 | 518.8561 | 534.4218 | 550.4544 | 566.9681 | 583.9771 | 601.4964 | 619.5413 | 638.1276 | 657.2714 | 676.9895 | 697.2992 | 718.2182 | 739.7647 | 761.9577 | 784.8164 | 808.3609 | 832.6117 | 857.5901 | 883.3178 | 909.8173
Inc. O&M Adjustment |  | 0 | 0 | 0 | 0 | 0 | 0 | 0 | 0 | 0 | 0 | 0 | 0 | 0 | 0 | 0 | 0 | 0 | 0 | 0 | 0 | 0 | 0 | 0
Total Fixed Expenses: |  | 3338.2039 | 3322.8999 | 3157.9401 | 3227.9408 | 3302.934 | 3374.1775 | 3450.5367 | 3529.1419 | 3613.0766 | 3693.357 | 3779.1055 | 3352.8771 | 2956.1443 | 3043.6625 | 3134.1602 | 3227.3533 | 3323.7205 | 3422.1499 | 3523.9214 | 3628.7246 | 3737.0878 | 3847.7906 | 3962.2424
VARIABLE O&M EXPENSES
Cost of Gas |  | 6034.4401 | 6868.2947 | 6572.7077 | 6408.0991 | 6262.342 | 5998.3838 | 6255.452 | 6335.9667 | 6398.0727 | 6357.3663 | 7473.5727 | 8143.1802 | 8337.8089 | 8473.7178 | 8668.852 | 8823.0557 | 8891.5302 | 9081.1561 | 9276.5682 | 9528.754 | 9852.7898 | 10053.2247 | 8395.8436
Var. Gas Transport - Kern & SWGas |  | #NAME? | #NAME? | #NAME? | #NAME? | #NAME? | #NAME? | #NAME? | #NAME? | #NAME? | #NAME? | #NAME? | #NAME? | #NAME? | #NAME? | #NAME? | #NAME? | #NAME? | #NAME? | #NAME? | #NAME? | #NAME? | #NAME? | #NAME?
Other Variable Costs |  | 0 | 0 | 0 | 0 | 0 | 0 | 0 | 0 | 0 | 0 | 0 | 0 | 0 | 0 | 0 | 0 | 0 | 0 | 0 | 0 | 0 | 0 | 0
Total Operating Expenses: |  | #NAME? | #NAME? | #NAME? | #NAME? | #NAME? | #NAME? | #NAME? | #NAME? | #NAME? | #NAME? | #NAME? | #NAME? | #NAME? | #NAME? | #NAME? | #NAME? | #NAME? | #NAME? | #NAME? | #NAME? | #NAME? | #NAME? | #NAME?
GENERAL & ADMINISTRATIVE
Supplies |  | 6.122 | 6.3057 | 6.4949 | 6.6897 | 6.8904 | 7.0971 | 7.31 | 7.5293 | 7.7552 | 7.9878 | 8.2275 | 8.4743 | 8.7285 | 8.9904 | 9.2601 | 9.5379 | 9.824 | 10.1188 | 10.4223 | 10.735 | 11.0571 | 11.3888 | 11.7304
Travel Expense |  | 12 | 12.36 | 12.7308 | 13.1127 | 13.5061 | 13.9113 | 14.3286 | 14.7585 | 15.2012 | 15.6573 | 16.127 | 16.6108 | 17.1091 | 17.6224 | 18.1511 | 18.6956 | 19.2565 | 19.8342 | 20.4292 | 21.0421 | 21.6733 | 22.3235 | 22.9932
Meals/Entertainment |  | 3 | 3.09 | 3.1827 | 3.2782 | 3.3765 | 3.4778 | 3.5822 | 3.6896 | 3.8003 | 3.9143 | 4.0317 | 4.1527 | 4.2773 | 4.4056 | 4.5378 | 4.6739 | 4.8141 | 4.9585 | 5.1073 | 5.2605 | 5.4183 | 5.5809 | 5.7483
Taxes/Licences |  | 6 | 6.18 | 6.3654 | 6.5564 | 6.7531 | 6.9556 | 7.1643 | 7.3792 | 7.6006 | 7.8286 | 8.0635 | 8.3054 | 8.5546 | 8.8112 | 9.0755 | 9.3478 | 9.6282 | 9.9171 | 10.2146 | 10.521 | 10.8367 | 11.1618 | 11.4966
Telephone |  | 8.4 | 8.652 | 8.9116 | 9.1789 | 9.4543 | 9.7379 | 10.03 | 10.3309 | 10.6409 | 10.9601 | 11.2889 | 11.6276 | 11.9764 | 12.3357 | 12.7058 | 13.0869 | 13.4795 | 13.8839 | 14.3004 | 14.7295 | 15.1713 | 15.6265 | 16.0953
Donations |  | 0.51017 | 0.52547 | 0.54124 | 0.55747 | 0.5742 | 0.59143 | 0.60917 | 0.62744 | 0.64627 | 0.66565 | 0.68562 | 0.70619 | 0.72738 | 0.7492 | 0.77168 | 0.79483 | 0.81867 | 0.84323 | 0.86853 | 0.89458 | 0.92142 | 0.94906 | 0.97754
Dues/Subscriptions |  | 0.51017 | 0.52547 | 0.54124 | 0.55747 | 0.5742 | 0.59143 | 0.60917 | 0.62744 | 0.64627 | 0.66565 | 0.68562 | 0.70619 | 0.72738 | 0.7492 | 0.77168 | 0.79483 | 0.81867 | 0.84323 | 0.86853 | 0.89458 | 0.92142 | 0.94906 | 0.97754
Postage |  | 1.0203 | 1.0509 | 1.0825 | 1.1149 | 1.1484 | 1.1829 | 1.2183 | 1.2549 | 1.2925 | 1.3313 | 1.3712 | 1.4124 | 1.4548 | 1.4984 | 1.5434 | 1.5897 | 1.6373 | 1.6865 | 1.7371 | 1.7892 | 1.8428 | 1.8981 | 1.9551
Banker Trust Fee |  | 10 | 10.3 | 10.609 | 10.9273 | 11.2551 | 11.5927 | 11.9405 | 12.2987 | 12.6677 | 13.0477 | 13.4392 | 13.8423 | 14.2576 | 14.6853 | 15.1259 | 15.5797 | 16.0471 | 16.5285 | 17.0243 | 17.5351 | 18.0611 | 18.6029 | 19.161
Agent Bank Fee |  | 30.6101 | 31.5284 | 32.4743 | 33.4485 | 34.4519 | 35.4855 | 36.5501 | 37.6466 | 38.776 | 39.9392 | 41.1374 | 42.3715 | 43.6427 | 44.952 | 46.3005 | 47.6896 | 49.1202 | 50.5938 | 52.1117 | 53.675 | 55.2853 | 56.9438 | 58.6521
Debt Srvc Reserve Enron Undertaking Fees |  | 39 | 40.17 | 41.3751 | 42.6164 | 43.8948 | 45.2117 | 46.568 | 47.9651 | 49.404 | 50.8862 | 52.4127 | 53.9851 | 55.6047 | 57.2728 | 58.991 | 60.7607 | 62.5836 | 64.4611 | 66.3949 | 68.3867 | 70.4383 | 72.5515 | 74.728
LOC Fee - Duke Fuels |  | 42 | 43.26 | 44.5578 | 45.8945 | 47.2714 | 48.6895 | 50.1502 | 51.6547 | 53.2043 | 54.8005 | 56.4445 | 58.1378 | 59.882 | 61.6784 | 63.5288 | 65.4346 | 67.3977 | 69.4196 | 71.5022 | 73.6473 | 75.8567 | 78.1324 | 80.4763
LOC Fee - Southwest Gas |  | 13.2 | 13.596 | 14.0039 | 14.424 | 14.8567 | 15.3024 | 15.7615 | 16.2343 | 16.7214 | 17.223 | 17.7397 | 18.2719 | 18.82 | 19.3846 | 19.9662 | 20.5652 | 21.1821 | 21.8176 | 22.4721 | 23.1463 | 23.8407 | 24.5559 | 25.2926
Real Estate Taxes |  | 87.749 | 90.3814 | 93.0929 | 95.8857 | 98.7622 | 101.7251 | 104.7769 | 107.9202 | 111.1578 | 114.4925 | 117.9273 | 121.4651 | 125.1091 | 128.8623 | 132.7282 | 136.71 | 140.8113 | 145.0357 | 149.3868 | 153.8684 | 158.4844 | 163.2389 | 168.1361
Real Property Taxes |  | 288 | 296.64 | 305.5392 | 314.7054 | 324.1465 | 333.8709 | 343.8871 | 354.2037 | 364.8298 | 375.7747 | 387.0479 | 398.6594 | 410.6191 | 422.9377 | 435.6258 | 448.6946 | 462.1555 | 476.0201 | 490.3007 | 505.0097 | 520.16 | 535.7648 | 551.8378
Corporate Services |  |  | 0 | 0 | 0 | 0 | 0 | 0 | 0 | 0 | 0 | 0 | 0 | 0 | 0 | 0 | 0 | 0 | 0 | 0 | 0 | 0 | 0 | 0
Power Technical Support |  | 25.5084 | 26.2737 | 27.0619 | 27.8737 | 28.71 | 29.5713 | 30.4584 | 31.3721 | 32.3133 | 33.2827 | 34.2812 | 35.3096 | 36.3689 | 37.46 | 38.5838 | 39.7413 | 40.9335 | 42.1615 | 43.4264 | 44.7292 | 46.0711 | 47.4532 | 48.8768
Tax Returns |  | 10.2034 | 10.5095 | 10.8248 | 11.1495 | 11.484 | 11.8285 | 12.1834 | 12.5489 | 12.9253 | 13.3131 | 13.7125 | 14.1238 | 14.5476 | 14.984 | 15.4335 | 15.8965 | 16.3734 | 16.8646 | 17.3706 | 17.8917 | 18.4284 | 18.9813 | 19.5507
Audit |  | 10.2034 | 10.5095 | 10.8248 | 11.1495 | 11.484 | 11.8285 | 12.1834 | 12.5489 | 12.9253 | 13.3131 | 13.7125 | 14.1238 | 14.5476 | 14.984 | 15.4335 | 15.8965 | 16.3734 | 16.8646 | 17.3706 | 17.8917 | 18.4284 | 18.9813 | 19.5507
Legal |  | 10.2034 | 10.5095 | 10.8248 | 11.1495 | 11.484 | 11.8285 | 12.1834 | 12.5489 | 12.9253 | 13.3131 | 13.7125 | 14.1238 | 14.5476 | 14.984 | 15.4335 | 15.8965 | 16.3734 | 16.8646 | 17.3706 | 17.8917 | 18.4284 | 18.9813 | 19.5507
Human Resources |  | 5.1017 | 5.2547 | 5.4124 | 5.5747 | 5.742 | 5.9143 | 6.0917 | 6.2744 | 6.4627 | 6.6565 | 6.8562 | 7.0619 | 7.2738 | 7.492 | 7.7168 | 7.9483 | 8.1867 | 8.4323 | 8.6853 | 8.9458 | 9.2142 | 9.4906 | 9.7754
Information Technology |  | 5.1017 | 5.2547 | 5.4124 | 5.5747 | 5.742 | 5.9143 | 6.0917 | 6.2744 | 6.4627 | 6.6565 | 6.8562 | 7.0619 | 7.2738 | 7.492 | 7.7168 | 7.9483 | 8.1867 | 8.4323 | 8.6853 | 8.9458 | 9.2142 | 9.4906 | 9.7754
Insurance Support |  | 5.1017 | 5.2547 | 5.4124 | 5.5747 | 5.742 | 5.9143 | 6.0917 | 6.2744 | 6.4627 | 6.6565 | 6.8562 | 7.0619 | 7.2738 | 7.492 | 7.7168 | 7.9483 | 8.1867 | 8.4323 | 8.6853 | 8.9458 | 9.2142 | 9.4906 | 9.7754
Corporate Secretary/Records |  | 5.1017 | 5.2547 | 5.4124 | 5.5747 | 5.742 | 5.9143 | 6.0917 | 6.2744 | 6.4627 | 6.6565 | 6.8562 | 7.0619 | 7.2738 | 7.492 | 7.7168 | 7.9483 | 8.1867 | 8.4323 | 8.6853 | 8.9458 | 9.2142 | 9.4906 | 9.7754
Accounting |  | 10.2034 | 10.5095 | 10.8248 | 11.1495 | 11.484 | 11.8285 | 12.1834 | 12.5489 | 12.9253 | 13.3131 | 13.7125 | 14.1238 | 14.5476 | 14.984 | 15.4335 | 15.8965 | 16.3734 | 16.8646 | 17.3706 | 17.8917 | 18.4284 | 18.9813 | 19.5507
Treasury |  | 5.1017 | 5.2547 | 5.4124 | 5.5747 | 5.742 | 5.9143 | 6.0917 | 6.2744 | 6.4627 | 6.6565 | 6.8562 | 7.0619 | 7.2738 | 7.492 | 7.7168 | 7.9483 | 8.1867 | 8.4323 | 8.6853 | 8.9458 | 9.2142 | 9.4906 | 9.7754
Total G&A Expenses: |  | 639.9521 | 622.9406 | 613.5482 | 605.4048 | 591.6039 | 585.3905 | 571.7104 | 575.3474 | 563.2334 | 547.4449 | 531.7415 | 527.089 | 511.4021 | 495.9592 | 489.5278 | 472.533 | 478.2397 | 484.4099 | 491.0075 | 498.5255 | 507.243 | 516.8358 | 527.2854
TOTAL O&M EXPENSES |  | #NAME? | #NAME? | #NAME? | #NAME? | #NAME? | #NAME? | #NAME? | #NAME? | #NAME? | #NAME? | #NAME? | #NAME? | #NAME? | #NAME? | #NAME? | #NAME? | #NAME? | #NAME? | #NAME? | #NAME? | #NAME? | #NAME? | #NAME?
Note on C36: Julie Lim: Transportation demand charges are paid on maximum volume throughout 20 yrs. They are fixed and non-refundable even if the capacity is not used.
Note on G38: s_mcrouch: Demand Fee accounts for fixed payments through April 30, 2011 (term of Duke agreeemnt). After which price of gas reflects delivered cost.

## Sensitivities (hidden)
LAS VEGAS COGEN SENSITIVITY ANALYSIS
2014-09-03
| Offer Case | No PA to PC | PA to PC | Base Case* | Base Case* | Market Case | Market Case | 1 x LM6000 SC | 1 x LM6000 SC
| LOI 4/21/99 | Upgrade | Upgrade | w/ NYMEX | w/ fixed gas | w/ NYMEX | w/ fixed gas | w/ NYMEX | w/ fixed gas
United Equity Cash Flows (in thousands of US$)
ASSUMPTIONS
[11 empty] | 1993-06-30 | 1994-06-30 | 1995-06-30 | 1996-06-30 | 1997-06-30 | 1998-06-30 | 1999-06-30
Plant Output | 57MW | 50MW | 57MW | 57MW | 57MW | 57MW | 57MW | 104MW | 104MW | Investments | -513 | -12516 | -1405 | -2855 | -939 | -1086 | 0
NPC Contract Volume** | 45MW | 45MW | 45MW | 45MW | 45MW | 45MW | 45MW | 45MW | 45MW | Enron Net Cash to United | 0 | 0 | 0 | 0 | 0 | 0 | #REF!
NPC Avoided Cost Volume | 5MW or 50MW | 5MW or 50MW | 5MW or 50MW | 5MW or 50MW | 5MW or 50MW | 0MW | 0MW | 0MW | 0MW | Nova Scotia penalty | 0 | 0 | 0 | 0 | 0 | 0 | -1600
Market Volume | 7MW | 0MW | 7MW | 7MW | 7MW | 12MW or 57MW | 12MW or 57MW | 59MW or 104MW | 59MW or 104MW
[11 empty] | -513 | -12516 | -1405 | -2855 | -939 | -1086 | #REF!
Forced Outages | 1.5% | 1.5% | 1.5% | 1.5% | 1.5% | 1.5% | 1.5% | 1.5% | 1.5% |  | 1998-06-30: -19314; 1999-06-30: #REF!
Avg. Heat Rate (btu/kwh) | 7800 | 8300 | 7800 | 7800 | 7800 | 7800 | 7800 | 7954 | 7954 | IRR | 1993-06-30: #REF!
[8 empty] | (57MW + 47MW) | (57MW + 47MW) |  | 1993-06-30: #REF!
Market Optionality | No | No | No | Yes | Yes | Yes | Yes | Yes | Yes
Market Wheeling Cost | $5.50/MWh | NA | $5.00/MWh | $5.00/MWh | $5.00/MWh | $5.00/MWh | $5.00/MWh | $5.00/MWh | $5.00/MWh
Wheeling Losses | 3% | NA | 1% | 1% | 1% | 1% | 1% | 1% | 1%
Power Curve | PV Mid | NA | PV Mid | PV Mid | PV Mid | PV Mid | PV Mid | PV Mid | PV Mid |  | 1993-06-30: CONTRACT MONETIZATION:
[11 empty] | PV of Contract Cash Flows |  |  | 195579.1398
Purchase Cost ($MM) | 68 | 73.5 | 73.5 | 73.5 | 73.5 | 73.5 | 73.5 | 73.5 | 73.5 |  | 1993-06-30: PV of Replacement (Palo Verde Mid); 1996-06-30: -95299.6815
United Net Gain (Loss) | 3.86 | 9.36 | 9.36 | 9.36 | 9.36 | 9.36 | 9.36 | 9.36 | 9.36 |  | 1993-06-30: PV of Above Mkt CF; 1995-06-30: 100279458.2805; 1996-06-30: 100279.4583
[11 empty] | Credit Reserve |  |  | -14000
Incr. Capex ($MM) | 4.5 | 0 | 4.5 | 4.5 | 4.5 | 4.5 | 4.5 | 22.5 | 22.5 |  | 1993-06-30: Value after Credit Reserve; 1996-06-30: 86279.4583
Yearly Fixed Opex ($MM) | 3.93 | 3.54 | 3.65 | 3.65 | 3.88 | 3.65 | 3.94 | 5.17 | 5.79 |  | 1993-06-30: LOI Payments; 1996-06-30: -71000
G&A ($MM) | 0.56 | 0.53 | 0.53 | 0.53 | 0.53 | 0.53 | 0.53 | 0.53 | 0.53 |  | 1993-06-30: Transaction Fee; 1996-06-30: -2500
[11 empty] | Funding Spread (BPS) |  | 75 | -6866.6287
17 year gas price | NYMEX Offer | NYMEX Offer | NYMEX Offer | NYMEX Offer | $2.35/mmbtu | NYMEX Offer | $2.35/mmbtu | NYMEX Offer | $2.35/mmbtu |  | 1993-06-30: MTM Earnings; 1996-06-30: 5912.8296
Curve Date | 1999-04-21 | 1999-12-14 | 1999-12-14 | 1999-12-14 | 1999-12-14 | 1999-12-14 | 1999-12-14 | 1999-12-14 | 1999-12-14
Variable Gas Transport | $0.06/mmbtu | $0.06/mmbtu | $0.06/mmbtu | $0.06/mmbtu | $0.06/mmbtu | $0.06/mmbtu | $0.06/mmbtu | $0.06/mmbtu | $0.06/mmbtu
Inflation (%) | 2% | 2% | 2% | 2% | 2% | 2% | 2% | 2% | 2%
Debt/Equity Ratio | 80/20 | 80/20 | 80/20 | 80/20 | 80/20 | 80/20 | 80/20 | 80/20 | 80/20
Debt Amount | 64 | 60.5 | 66.4 | 66.4 | 66.4 | 66.4 | 66.4 | 82.5 | 82.5
Rate | 7.5% | 7.5% | 7.5% | 7.5% | 7.5% | 7.5% | 7.5% | 7.5% | 7.5%
Term (years) | 15 | 17 | 17 | 17 | 17 | 17 | 17 | 17 | 17
OUTPUTS - ECT Returns
Equity Investment ($MM) | 14.5 | 16.7 | 17.6 | 17.6 | 17.6 | 17.6 | 17.6 | 21.2 | 21.2
NPV12 ($MM) | 2.1 | -1.9 | 1.4 | 2.8 | 4.3 | 3.5 | 4.5 | 7.4 | 8
Equity Returns | 12% | 10.37% | 13.2% | 14.4% | 15.1% | 15.1% | 15.2% | 17.5% | 16.7%
Avg DSC Ratio (Pre-tax) | 1.20x | 1.29x | 1.36x | 1.40x | 1.53x | 1.42x | 1.53x | 1.47x | 1.57x
Note 1*
Base case includes greenhouse payments and assumes a PA to PC conversion that generates excess energy that is wheeled and sold at Mead.
Market volumes are assumed to have daily optionality, computed using PV Mid. Time value of the option is included as an additional source of revenue.
Note 2**
NPC Peak Summer hours: HE1100 to HE1200 (12 hours)
NPC Peak Winter hours: HE0600 to HE1000 (5 hours) and HE1700 to HE2400 (8 hours)
WSCC Peak hours: HE0700 to HE2200 (16 hours)