## Notes
NOTES
1 | The model shows only an example of the economics for a LM6000 project. Please modify the model for the specific transaction
you are trying to model (Please see the contact list below)
2 | Please double check the model/pages before sending out to clients as certain information/comment cells/notes etc. may be too detailed to be disclosed
3 | All yellow shaded cells are required input cells
4 | Turbine carrying cost are based on assumptions on the WestLB Structure, the numbers may change after 03/15/00
5 | The dispatch template is attached. Please check with Jim Simpson for the required inputs
SOURCES
Source
1 | Federal Tax, Franchise Tax, Sales & Used Tax, NOL |  |  | Patrick Maloy
calculations
2 | 15 year MACRS |  |  | Patrick Maloy
3 | Book Depreciation |  |  | Use GenCo assumption as per Jody Pierce
4 | Fin Fan Cooler |  |  | Bernstein's cost model, calculated by Bruce Golden
5 | No Capacity Degradation for LM 6000 Peaker model |  |  | Bruce Golden
6 | Spread Option Model |  |  | Jim Simpson
7 | Estimated drawdown schedule |  |  | Bruce Golden
8 | Property Tax, State Tax |  |  | Jim Curry
9 | Heat Rate Degradation |  |  | Bruce Golden
CONTACTS
| Subjects | Contacts | Extension
| Model | Clement Lau | x 3-9446
|  | Ben Rogers | x 3-7998
| Turbine/Technical Info | Doug Sewell | x 3-6337
| Engineers | Mike Coleman | x 6-6385
|  | Bruce Golden | x 6-6063
|  | Chris Booth | x 6-7089
| O&M | Scot Chambers | x 6-8371
| Spread Option Model | Jim Simpson | x 3-7202
| Accounting | Jody Pierce | x 5-7405
| Federal Tax, misc. Tax | Mike Fredell | x 3-7022
|  | Matt Gockerman | x 3-3979
|  | Patrick Maloy | x 3-6174
| State/Property Tax | Warren Schick | x 3-0689
|  | Jim Curry | x 3-6367

## Tracking Sheet
PROJECT NAME: Homestead, Florida
TRACKING SHEET
| EQUITY IRR WITH NO | DSCR
| RESIDUAL VALUE | MIN | AVG.
Current | 9.202% | 1.3 | 1.3
Track Changes | 9.202% | 1.3 | 1.3

## Assumptions
Unhide Sub Debt, 1999 Columns
PROJECT NAME: Homestead, Florida
Combine-Cycle Configuration
ASSUMPTIONS & SUMMARY OUTPUT
SOURCES & USES: |  |  |  | PROJECT DESCRIPTION: |  |  |  |  | OPERATING COSTS ASSUMPTIONS (FROM ENGINEERS/ASSET MANAGEMENT): |  |  |  | Fuel | Capacity $ | VOM | Residual Value | Capacity | Chillers | Compressor | Debt
[9 empty] | (1st year Annualized) |  |  |  | Index | Base | Pass-through | EBITDA Exit Multiple | ISO | Yes | Yes | Bank LT Debt
Sources of Funds | % | 000 $ | $/kW | Type of Turbine |  | LM6000 | STG + HRSG | Combined Facility |  |  |  |  | Fixed | Low | Not Pass-through | % of Project Cost | 95 degrees | No | No | Capital Market
Total Equity | 30% | 64055.302 | 184.067 | Cost Per Turbine (w Carry Cost) (000$) |  | 14260.4496 | 24800 |  | CPI Escalator (%) | 2% |  |  | Custom | Index |  | 000$/MW |  |  |  | Mini-perm
Debt Issuance | 70% | 149462.3713 | 429.4896 | Number of Turbines |  | 6 | 1 | [6 empty] | Custom |  | None
|  |  |  | Net Turbine Rating (MW) |  | 45.5 | 75 |  | Escalated Costs: |  |  |  | 1 | 1 | 1 | 1 | 2 | 1 | 1 | 1
Total Sources | 100% | 213517.6732 | 613.5565 | Heat Rate-New and Clean (HHV) |  | 10500 | 7500 | 8275 |  | 000$ -year | $/kW-year | $/mWh | Index | Base | Pass-through | EBITDA Exit Multiple | 2 | 10 | Yes | Bank LT Debt
|  |  |  | Heat Rate-Degraded (HHV) |  | 10500 | 7500 | 8275 | Chemicals | 0 |  | 0.388
|  |  |  | No. of Construction Months |  | 7 |  |  | Maintenance Expenses | 0 |  | 0.328 |  | With Chillers | Without Chillers
Uses of Funds |  |  |  | Start of Commercial Operation |  | 2001-05-01 | 2002-05-01 | 2002-05-01 | Total VOM | 0 |  | 0.716 | ISO | 11 | 21
|  |  |  | No. of Months in the 1st Operating year |  | 8 | [5 empty] | ESC. | 95o | 12 | 22
EPC (From Engineers/Nepco): |  |  |  | Project Life (Years) |  | 30 |  |  | Payroll & Burden | 1093.636 | 3.1426
Turbine (with Carrying Cost) | 51.69% | 110362.6976 | 317.1342 | Location (State) |  | FL |  |  | B.I. Insurance | 250 | 0.71839
Fin Fan Cooler | 0% | 0 | 0 | [5 empty] | SG&A | 0 | 0
CTG Freight | 0.281% | 600 | 1.7241 | Residual Value (at year 20) |  |  |  |  | Start Charge | 0 | 0
Project Management | 1.031% | 2202.027 | 6.3277 | EBITDA Exit Multiple |  | 5 |  |  | Maintenance Expenses | 838 | 2.408
Indirect Costs | 1.358% | 2898.651 | 8.3295 | % of Initial Project Cost |  | 10% |  |  | Admin and Operations Expenses | 281.108 | 0.80778
Engineered Equipment | 12.22% | 26093.3 | 74.9807 | $/kW |  | 200 |  |  | O&M Fees plus capital exp. | 422.479 | 1.214
Construction | 8.386% | 17905.426 | 51.4524 | [5 empty] | Total Fixed Escalating Cost | 2885.223 | 8.2909
SCR | 2.342% | 5000 | 14.3678 | FINANCING ASSUMPTIONS:
Dual Fuel | 0.7868% | 1680 | 4.8276 | DEBT |  | Construction Loan |  |  | Non-Escalated Costs:
Engineering Labor | 0.8042% | 1717.066 | 4.9341 | Debt Issued | 2000-09-01 |  |  |  | Fuel | 0 | 0
Owner's Adder (With Switchyard, T-lines, Gas Lines) | 5.24% | 11188.4 | 32.1506 | Treasury Rate as of: | 2000-02-15 |  |  |  | Property Tax | 3330.0151 | 9.569 | 0%
Startup | 0.7172% | 1531.347 | 4.4004 | [5 empty] | Franchise Tax | 0 | 0
Overhead & Fees - Nepco | 0% | 0 | 0 | Amount ('000 $) | 84092.2306 |  |  |  | Gross Receipts Tax | 0 | 0
Bulk Material | 4.266% | 9107.66 | 26.1714 | Term (yrs) | 30 |  |  |  | Debt Service Reserve Fee | 0 | 0
Sub Total | 89.12% | 190286.5746 | 546.8005 | Final Maturity | 2021-04-01
|  |  |  | Average Life (yrs) | 10.0112 |  |  |  | DEPRECIATION ASSUMPTIONS:
Soft Cost (From Engineers/Asset Management): |  |  |  | Treasury Rate (%) | 6% | 6% |  |  |  | Year | Method | Residual (%)
Fixed G&A | 1.741% | 3717.077 | 10.6813 | Spread (%) | 1% | 1% |  |  | Federal & State Tax Depreciation
EE&CC Program Management | 0% | 0 | 0 | All-In Rate (%) | 7% | 7% |  |  | EPC Costs | 15 | MACRS | 0%
Mobilization Expenses | 1.072% | 2289.438 | 6.5788 | [5 empty] | Start-Up Cost | 5 | SL | 0%
Environmental Permitting | 0% | 0 | 0 | Maximum DSR Amount (000 $) | 0 | 0 | (months/year) |  | Transaction Costs | 20 | SL | 0%
Insurance | 0% | 0 | 0 | Debt Service Reserve LOC Fee | 2%
Capitalized Salaries | 0% | 0 | 0 | Interest Income Rate | 0% |  |  |  | Book Depreciation
Owner's Engineer | 0% | 0 | 0 | [5 empty] | EPC Costs | 30 | SL | 10%
Development Expenses | 0% | 0 | 0 | EQUITY |  |  |  |  | Start-Up Cost | 5 | SL | 0%
Legal Expense | 0% | 0 | 0 | Equity Closed | 2000-04-01 |  |  |  | Transaction Costs | 20 | SL | 0%
Interconnect Study | 0% | 0 | 0 | Equity Partner's Share | 0% | 0
IDC | 1.89% | 4034.8766 | 11.5945 | Enron's Share | 100% | 64055.302 |  |  | TAX ASSUMPTIONS (PROJECT MAY INCLUDE SPECIFIC TAXES):
Nepco Margin | 2.664% | 5687.128 | 16.3423
Sales & Used Tax | 1.738% | 3711.16 | 10.6643 | PPA ASSUMPTIONS (MAKE CHANGES AS NEEDED): |  |  |  |  | Federal Income Tax Rate (%) | 35%
Contingency | 1.776% | 3791.419 | 10.8949 | [5 empty] | State Income Tax Rate (average %) | 7% | (Project Specific)
Sub Total | 10.88% | 23231.0986 | 66.756 | Fixed Price PPA |  |  |  |  | Franchise Tax (% on Net Asset) | 0% | (Project Specific)
|  |  |  | No. of years |  | 30 |  |  | Gross Receipts Tax (%) | 0% | (Project Specific)
Financing Costs: |  |  |  | Capacity Charge ($/kW-mo.) |  | 6.3986 |  |  | Sales & Used Tax Rate on Fuel (%) | 1.5% | (Project Specific)
Lender's Engineer | 0% | 0 | 0 | [5 empty] | Sales & Used Tax Rate on Hard Cost (%) | 5% | (Project Specific)
Lender's Counsel | 0% | 0 | 0 | Merchant Price Period
Financing Fee (All-in Fees) | 0% | 0 | 0 | No. of years |  | 0
Sub Total | 0% | 0 | 0 | Capacity Charge ($/kW-mo.)
Total Uses | 100% | 213517.6732 | 613.5565 | Variable Payment ($/mWh) |  | 0.716
|  |  |  | Net Generation (MWh) |  | 870000
SUMMARY OUTPUT: |  |  |  | TECHNICAL ASSUMPTIONS:
All-in Capital Cost ($/kW) |  | 613.5565 |  | Site Condition (MW) |  | 348
|  |  |  | Evaporative Cooler (MW) |  | 0
|  | Avg. | Min | Net Output (MW) |  | 348
DSCR |  | 1.3 | 1.3
|  |  |  | No. of Starts per year |  | 140
Pre-Tax Enron Equity Returns |  | IRR | NPV | Available PSIG |  | 400
20 Yrs After-Tax Cashflow with Zero Residual Value |  | 9.202% | -6374.3491 | No. of Run Hours per year |  | 2500
20 Yrs After-Tax Cashflow with 5x EBITDA Exit Multiple Residual Value |  | 12.73% | 10001.5445
20 Yrs After-Tax Cashflow with 10% Initial Project Cost Residual Value |  | 11.05% | -1.9794e-11
20 Yrs After-Tax Cashflow with $200/kW Residual Value |  | 12.3% | 7035.7403
Key Stats | 2001 | 2002 | 2003
EBITDA (000 $) | 12560.3147 | 20447.7752 | 20406.0118
Net Income (000 $) | 437.5598 | 904.3456 | 950.7401
Pre-Tax Cashflow (000 $) | 6457.2679 | 10096.168 | 10172.9166
Cashflow to Equity (000 $) | 4874.9989 | 8403.1402 | 8361.3768
Note on H11: clau: Calculated to include Carry Cost on a separate spreadsheet.
Note on H13: clau: This is an estimate, please check with Engineers for specific project
Note on H14: brogers: This is an estimate, please check with Engineers for specific project H.R. from Bruce Golden
Note on H15: brogers: This is an estimate, please check with Engineers for specific project H.R. given by Bruce Golden
Note on C21: clau: $62,000/turbine as per Bruce Golden
Note on C27: Ben Rogers: 4 SCR's for a 4 on 1 or 5 SCR's for a 5 on 1 configuration
Note on L38: clau: Assumption checked with Patrick Maloy on 2/4/00.
Note on A40: Ben Rogers: MOB from Scot Chambers
Note on C40: Ben Rogers: Make sure that ENA is not operating the facility, thus there will be no mobilization costs
Note on L43: clau: Assumption used for GenCo. Verified with Jody Pierce 2/3/00.
Note on N55: Ben Rogers: Need to check with Patrick Maloy the states tax rate
Note on C57: Ben Rogers: Based on company's estimate
Note on H61: clau: As per Bruce Golden for simple cycle LM6000
Note on H72: Ben Rogers: Based on company's estimates

## Cost Details
Combined Cycle
Turbines | 6
MW's | 345
(000's)
Project Management:
Home Office | 840.938
Salaried Staff | 1105.873
Hourly Staff | 255.216
2202.027
Indirect Costs:
Equipment Costs | 741.602
Small Tools | 296.922
Temp Facilities | 293.856
GC Other | 926.821
Per Diems | 630
Tax/Bond | 9.45
2898.651
Engineering:
Engr. Labor | 1717.066
Procurement:
Major Equipment
CTG's | 86040
CTG Freight | 600
SCR's | 5000
Duel Fuel | 1680
HRSG's | 16800
STG - 75 MW | 8000
118120
Engineered Equipment
Buildings | 787.5
Valves and specials | 854.296
Bus Duct | 460
Dry Transformers | 24.88
Step-up transformers | 2872
Power Dist. Xformers | 1160.044
600V MCC | 140.506
600V swgr | 139.506
5kV swgr | 222.761
15kV swgr | 1512.058
Control Panel | 466.6
HV Device | 66.064
DCS | 662.025
UPS | 62.337
Fld. Mntd Instr. | 201.556
CEMS | 0
Control Valves | 427.5
Pumps | 1509.248
Cooling Tower | 2060.5
Fin Fan Coolers | 0
APC equipment | 0
Gas Compression | 2120
Fuel Gas Filter | 168
Chillers | 5571
Water Treatment | 626.4
Oil/Water Seperator | 82.35
Vender Reps | 547.125
Tank Farm/Oil Filter | 2250
FLD/shop vessels | 532.5
Other | 566.544
26093.3
Bulk Material | 9107.66
Construction
site | 1113.327
u/g electrical | 939.472
u/g piping | 1271.476
concrete | 2447.188
grout | 103.705
steel | 268.83
architectual | 16.344
buildings | 315.099
a/g piping | 3979.895
a/g eletrical | 2414.858
instrumentation | 620.356
insulation | 986.442
painting | 65.679
mech. Equipment | 3362.755
17905.426
Startup
startup | 1107.645
oper training | 17.5
initial fill/spares | 191.25
manuels | 49
startup support | 165.952
1531.347
Warranty | 100
Owner Adds
sales and Used Tax | 0
SCR air attemperation | 0
Remote control | 0
ENA Remote Monitoring | 188.4
Switchyard | 7500
Transmission lines | 1500
Gas Line | 1400
Admin Buildings | 600
Builders Risk | 0
11188.4
Subtotal Costs | 189332.53
Fixed G&A | 3717.077
Total Costs | 193049.607
Contingency | 3791.419
Margin | 5687.128
9478.547
Total EPC | 202528.154

## Price_Technical Assumption
PROJECT NAME: Homestead, Florida
PRICE/TECHNICAL ASSUMPTIONS
|  | 0.66667 | 1.6667 | 2.6667 | 3.6667 | 4.6667 | 5.6667 | 6.6667 | 7.6667 | 8.6667 | 9.6667 | 10.6667 | 11.6667 | 12.6667 | 13.6667 | 14.6667 | 15.6667 | 16.6667 | 17.6667 | 18.6667 | 19.6667 | 20.6667 | 21.6667 | 22.6667 | 23.6667 | 24.6667 | 25.6667 | 26.6667 | 27.6667 | 28.6667 | 29.6667 | 30.6667
|  | 2001 | 2002 | 2003 | 2004 | 2005 | 2006 | 2007 | 2008 | 2009 | 2010 | 2011 | 2012 | 2013 | 2014 | 2015 | 2016 | 2017 | 2018 | 2019 | 2020 | 2021 | 2022 | 2023 | 2024 | 2025 | 2026 | 2027 | 2028 | 2029 | 2030 | 2031
CAPACITY PRICE $/kW-MONTH
| Fixed Price | 6.3986 | 6.3986 | 6.3986 | 6.3986 | 6.3986 | 6.3986 | 6.3986 | 6.3986 | 6.3986 | 6.3986 | 6.3986 | 6.3986 | 6.3986 | 6.3986 | 6.3986 | 6.3986 | 6.3986 | 6.3986 | 6.3986 | 6.3986 | 6.3986 | 6.3986 | 6.3986 | 6.3986 | 6.3986 | 6.3986 | 6.3986 | 6.3986 | 6.3986 | 6.3986 | 6.3986
Merchant Price
1 | Base | 5.4933 | 5.6581 | 5.6458 | 5.7213 | 5.6998 | 5.7713 | 5.8419 | 5.9116 | 6.0889 | 6.1596 | 6.3444 | 6.4159 | 6.6084 | 6.6806 | 6.7512 | 6.82 | 6.8869 | 6.9516 | 7.014 | 7.0739 | 7.1311 | 7.1854 | 7.2396 | 7.2939 | 7.3482 | 7.4024 | 7.4567 | 7.5109 | 7.5652 | 7.6195 | 7.6737
2 | Low | 4.3775 | 4.5088 | 4.7352 | 4.8772 | 5.0235 | 5.1742 | 5.3295 | 5.2782 | 5.2191 | 5.0397 | 4.9602 | 4.8713 | 4.8951 | 4.9159 | 4.8037 | 4.8141 | 4.8208 | 4.9654 | 5.1144 | 5.1173 | 5.2708 | 5.429 | 5.5871 | 5.7452 | 5.9033 | 6.0615 | 6.2196 | 6.3777 | 6.5358 | 6.694 | 6.8521
3 | Index | 0 | 0 | 0 | 0 | 0 | 0 | 0 | 0 | 0 | 0 | 0 | 0 | 0 | 0 | 0 | 0 | 0 | 0 | 0 | 0 | 0 | 0 | 0 | 0 | 0 | 0 | 0 | 0 | 0 | 0 | 0
4 | Custom | 0 | 0 | 0 | 0 | 0 | 0 | 0 | 0 | 0 | 0 | 0 | 0 | 0 | 0 | 0 | 0 | 0 | 0 | 0 | 0 | 0 | 0 | 0 | 0 | 0 | 0 | 0 | 0 | 0 | 0 | 0
1 | Market Price Scenario | 5.4933 | 5.6581 | 5.6458 | 5.7213 | 5.6998 | 5.7713 | 5.8419 | 5.9116 | 6.0889 | 6.1596 | 6.3444 | 6.4159 | 6.6084 | 6.6806 | 6.7512 | 6.82 | 6.8869 | 6.9516 | 7.014 | 7.0739 | 7.1311 | 7.1854 | 7.2396 | 7.2939 | 7.3482 | 7.4024 | 7.4567 | 7.5109 | 7.5652 | 7.6195 | 7.6737
| Blended Capacity Price | 6.3986 | 6.3986 | 6.3986 | 6.3986 | 6.3986 | 6.3986 | 6.3986 | 6.3986 | 6.3986 | 6.3986 | 6.3986 | 6.3986 | 6.3986 | 6.3986 | 6.3986 | 6.3986 | 6.3986 | 6.3986 | 6.3986 | 6.3986 | 6.3986 | 6.3986 | 6.3986 | 6.3986 | 6.3986 | 6.3986 | 6.3986 | 6.3986 | 6.3986 | 6.3986 | 7.2487
GAS PRICE $/MMBTU
1 | Index (Fuel Oil # 2 Curve) | 4.3844 | 4.2499 | 4.1938 | 4.1759 | 4.173 | 4.2384 | 4.3405 | 4.3489 | 4.3489 | 4.3489 | 4.3489 | 4.3489 | 4.3489 | 4.3489 | 4.3489 | 4.3489 | 4.35 | 4.35 | 4.35 | 4.35 | 4.35 | 2.2 | 2.2 | 2.2 | 2.2 | 2.2 | 2.2 | 2.2 | 2.2 | 2.2 | 2.2
2 | Fixed | 2.5 | 2.5 | 2.5 | 2.5 | 2.5 | 2.5 | 2.5 | 2.5 | 2.5 | 2.5 | 2.5 | 2.5 | 2.5 | 2.5 | 2.5 | 2.5 | 2.5 | 2.5 | 2.5 | 2.5 | 2.5 | 2.5 | 2.5 | 2.5 | 2.5 | 2.5 | 2.5 | 2.5 | 2.5 | 2.5 | 2.5
3 | Custom | 1.5 | 1.5 | 1.5 | 1.5 | 1.5 | 1.5 | 1.5 | 1.5 | 1.5 | 1.5 | 1.5 | 1.5 | 1.5 | 1.5 | 1.5 | 1.5 | 1.5 | 1.5 | 1.5 | 1.5 | 1.5 | 1.5 | 1.5 | 1.5 | 1.5 | 1.5 | 1.5 | 1.5 | 1.5 | 1.5 | 1.5
| Sales Tax Rate | 1.5% | 1.5% | 1.5% | 1.5% | 1.5% | 1.5% | 1.5% | 1.5% | 1.5% | 1.5% | 1.5% | 1.5% | 1.5% | 1.5% | 1.5% | 1.5% | 1.5% | 1.5% | 1.5% | 1.5% | 1.5% | 1.5% | 1.5% | 1.5% | 1.5% | 1.5% | 1.5% | 1.5% | 1.5% | 1.5% | 1.5%
1 | Gas Price Assumption | 4.4501 | 4.3137 | 4.2567 | 4.2385 | 4.2356 | 4.3019 | 4.4056 | 4.4142 | 4.4142 | 4.4142 | 4.4142 | 4.4142 | 4.4142 | 4.4142 | 4.4142 | 4.4142 | 4.4152 | 4.4152 | 4.4152 | 4.4152 | 4.4152 | 2.233 | 2.233 | 2.233 | 2.233 | 2.233 | 2.233 | 2.233 | 2.233 | 2.233 | 2.233
ENERGY PRICE $/MWH
| Fuel | 37.5615 | 36.4096 | 35.929 | 35.7754 | 35.7504 | 36.3104 | 37.1853 | 37.2578 | 37.2578 | 37.2578 | 37.2578 | 37.2578 | 37.2578 | 37.2578 | 37.2578 | 37.2578 | 37.2669 | 37.2669 | 37.2669 | 37.2669 | 37.2669 | 18.8476 | 18.8476 | 18.8476 | 18.8476 | 18.8476 | 18.8476 | 18.8476 | 18.8476 | 18.8476 | 18.8476
| Variable O&M | 0.72552 | 0.74003 | 0.75483 | 0.76992 | 0.78532 | 0.80103 | 0.81705 | 0.83339 | 0.85006 | 0.86706 | 0.8844 | 0.90209 | 0.92013 | 0.93853 | 0.9573 | 0.97645 | 0.99598 | 1.0159 | 1.0362 | 1.0569 | 1.0781 | 1.0996 | 1.1216 | 1.1441 | 1.1669 | 1.1903 | 1.2141 | 1.2384 | 1.2631 | 1.2884 | 1.3142
| Marginal Cost of Generation | 38.287 | 37.1496 | 36.6839 | 36.5454 | 36.5358 | 37.1114 | 38.0024 | 38.0912 | 38.1079 | 38.1249 | 38.1422 | 38.1599 | 38.1779 | 38.1963 | 38.2151 | 38.2343 | 38.2629 | 38.2828 | 38.3031 | 38.3239 | 38.345 | 19.9473 | 19.9693 | 19.9917 | 20.0146 | 20.0379 | 20.0617 | 20.086 | 20.1108 | 20.136 | 20.1618
Pass-through | Energy Price Assumption | 38.287 | 37.1496 | 36.6839 | 36.5454 | 36.5358 | 37.1114 | 38.0024 | 38.0912 | 38.1079 | 38.1249 | 38.1422 | 38.1599 | 38.1779 | 38.1963 | 38.2151 | 38.2343 | 38.2629 | 38.2828 | 38.3031 | 38.3239 | 38.345 | 19.9473 | 19.9693 | 19.9917 | 20.0146 | 20.0379 | 20.0617 | 20.086 | 20.1108 | 20.136 | 20.1618
HEAT RATE (HHV)
| New and Clean | 8275 | 8275 | 8275 | 8275 | 8275 | 8275 | 8275 | 8275 | 8275 | 8275 | 8275 | 8275 | 8275 | 8275 | 8275 | 8275 | 8275 | 8275 | 8275 | 8275 | 8275 | 8275 | 8275 | 8275 | 8275 | 8275 | 8275 | 8275 | 8275 | 8275 | 8275
Degradation (%) | bar: 2001 to 2031
| Net Heat Rate | 8440.5 | 8440.5 | 8440.5 | 8440.5 | 8440.5 | 8440.5 | 8440.5 | 8440.5 | 8440.5 | 8440.5 | 8440.5 | 8440.5 | 8440.5 | 8440.5 | 8440.5 | 8440.5 | 8440.5 | 8440.5 | 8440.5 | 8440.5 | 8440.5 | 8440.5 | 8440.5 | 8440.5 | 8440.5 | 8440.5 | 8440.5 | 8440.5 | 8440.5 | 8440.5 | 8440.5

## Fuel Oil Curve
| $/Mmbtu | Avg. Annual
Date | Oil |  | Year | Price
2002-01-01 | 4.5995 |  | 2002 | 4.3844
2002-02-01 | 4.4852 |  | 2003 | 4.2499
2002-03-01 | 4.3537 |  | 2004 | 4.1938
2002-04-01 | 4.3272 |  | 2005 | 4.1759
2002-05-01 | 4.2716 |  | 2006 | 4.173
2002-06-01 | 4.2794 |  | 2007 | 4.2384
2002-07-01 | 4.3009 |  | 2008 | 4.3405
2002-08-01 | 4.3515 |  | 2009 | 4.3489
2002-09-01 | 4.4031 |  | 2010 | 4.3489
2002-10-01 | 4.3602 |  | 2011 | 4.3489
2002-11-01 | 4.4194 |  | 2012 | 4.3489
2002-12-01 | 4.4609 | 4.3844 | 2013 | 4.3489
2003-01-01 | 4.4158 |  | 2014 | 4.3489
2003-02-01 | 4.3138 |  | 2015 | 4.3489
2003-03-01 | 4.1923 |  | 2016 | 4.3489
2003-04-01 | 4.1745 |  | 2017 | 4.3489
2003-05-01 | 4.1301 |  | 2018 | 4.35
2003-06-01 | 4.1459 |  | 2019 | 4.35
2003-07-01 | 4.1745 |  | 2020 | 4.35
2003-08-01 | 4.233 |  | 2021 | 4.35
2003-09-01 | 4.2888 |  | 2022 | 4.35
2003-10-01 | 4.2509
2003-11-01 | 4.3158
2003-12-01 | 4.3638 | 4.2499
2004-01-01 | 4.3259
2004-02-01 | 4.2294
2004-03-01 | 4.1145
2004-04-01 | 4.1031
2004-05-01 | 4.0651
2004-06-01 | 4.0866
2004-07-01 | 4.123
2004-08-01 | 4.1872
2004-09-01 | 4.2495
2004-10-01 | 4.218
2004-11-01 | 4.2872
2004-12-01 | 4.3366 | 4.1938
2005-01-01 | 4.3002
2005-02-01 | 4.2051
2005-03-01 | 4.0915
2005-04-01 | 4.0816
2005-05-01 | 4.0451
2005-06-01 | 4.068
2005-07-01 | 4.1058
2005-08-01 | 4.1716
2005-09-01 | 4.2352
2005-10-01 | 4.2051
2005-11-01 | 4.2759
2005-12-01 | 4.3259 | 4.1759
2006-01-01 | 4.2901
2006-02-01 | 4.1966
2006-03-01 | 4.0844
2006-04-01 | 4.0752
2006-05-01 | 4.0395
2006-06-01 | 4.0638
2006-07-01 | 4.1022
2006-08-01 | 4.1694
2006-09-01 | 4.2337
2006-10-01 | 4.2044
2006-11-01 | 4.2794
2006-12-01 | 4.3372 | 4.173
2007-01-01 | 4.3109
2007-02-01 | 4.2245
2007-03-01 | 4.1216
2007-04-01 | 4.1201
2007-05-01 | 4.0937
2007-06-01 | 4.1259
2007-07-01 | 4.173
2007-08-01 | 4.2486
2007-09-01 | 4.3209
2007-10-01 | 4.3009
2007-11-01 | 4.3808
2007-12-01 | 4.4395 | 4.2384
2008-01-01 | 4.4129
2008-02-01 | 4.3272
2008-03-01 | 4.223
2008-04-01 | 4.223
2008-05-01 | 4.1959
2008-06-01 | 4.2272
2008-07-01 | 4.2759
2008-08-01 | 4.3502
2008-09-01 | 4.423
2008-10-01 | 4.4037
2008-11-01 | 4.4823
2008-12-01 | 4.5415 | 4.3405
2009-01-01 | 4.5145
2009-02-01 | 4.3272
2009-03-01 | 4.223
2009-04-01 | 4.223
2009-05-01 | 4.1959
2009-06-01 | 4.2272
2009-07-01 | 4.2759
2009-08-01 | 4.3502
2009-09-01 | 4.423
2009-10-01 | 4.4037
2009-11-01 | 4.4823
2009-12-01 | 4.5415 | 4.3489
2010-01-01 | 4.5145
2010-02-01 | 4.3272
2010-03-01 | 4.223
2010-04-01 | 4.223
2010-05-01 | 4.1959
2010-06-01 | 4.2272
2010-07-01 | 4.2759
2010-08-01 | 4.3502
2010-09-01 | 4.423
2010-10-01 | 4.4037
2010-11-01 | 4.4823
2010-12-01 | 4.5415 | 4.3489
2011-01-01 | 4.5145
2011-02-01 | 4.3272
2011-03-01 | 4.223
2011-04-01 | 4.223
2011-05-01 | 4.1959
2011-06-01 | 4.2272
2011-07-01 | 4.2759
2011-08-01 | 4.3502
2011-09-01 | 4.423
2011-10-01 | 4.4037
2011-11-01 | 4.4823
2011-12-01 | 4.5415 | 4.3489
2012-01-01 | 4.5145
2012-02-01 | 4.3272
2012-03-01 | 4.223
2012-04-01 | 4.223
2012-05-01 | 4.1959
2012-06-01 | 4.2272
2012-07-01 | 4.2759
2012-08-01 | 4.3502
2012-09-01 | 4.423
2012-10-01 | 4.4037
2012-11-01 | 4.4823
2012-12-01 | 4.5415 | 4.3489
2013-01-01 | 4.5145
2013-02-01 | 4.3272
2013-03-01 | 4.223
2013-04-01 | 4.223
2013-05-01 | 4.1959
2013-06-01 | 4.2272
2013-07-01 | 4.2759
2013-08-01 | 4.3502
2013-09-01 | 4.423
2013-10-01 | 4.4037
2013-11-01 | 4.4823
2013-12-01 | 4.5415 | 4.3489
2014-01-01 | 4.5145
2014-02-01 | 4.3272
2014-03-01 | 4.223
2014-04-01 | 4.223
2014-05-01 | 4.1959
2014-06-01 | 4.2272
2014-07-01 | 4.2759
2014-08-01 | 4.3502
2014-09-01 | 4.423
2014-10-01 | 4.4037
2014-11-01 | 4.4823
2014-12-01 | 4.5415 | 4.3489
2015-01-01 | 4.5145
2015-02-01 | 4.3272
2015-03-01 | 4.223
2015-04-01 | 4.223
2015-05-01 | 4.1959
2015-06-01 | 4.2272
2015-07-01 | 4.2759
2015-08-01 | 4.3502
2015-09-01 | 4.423
2015-10-01 | 4.4037
2015-11-01 | 4.4823
2015-12-01 | 4.5415 | 4.3489
2016-01-01 | 4.5145
2016-02-01 | 4.3272
2016-03-01 | 4.223
2016-04-01 | 4.223
2016-05-01 | 4.1959
2016-06-01 | 4.2272
2016-07-01 | 4.2759
2016-08-01 | 4.3502
2016-09-01 | 4.423
2016-10-01 | 4.4037
2016-11-01 | 4.4823
2016-12-01 | 4.5415 | 4.3489
2017-01-01 | 4.5145
2017-02-01 | 4.3272
2017-03-01 | 4.223
2017-04-01 | 4.223
2017-05-01 | 4.1959
2017-06-01 | 4.2272
2017-07-01 | 4.2759
2017-08-01 | 4.3502
2017-09-01 | 4.423
2017-10-01 | 4.4037
2017-11-01 | 4.4823
2017-12-01 | 4.5415 | 4.3489

## Summary
Florida Project Return Analysis
2014-09-03 13:35
| Capacity Price | Return | NPV (000's)
Plant starting June 2001 (SC) | 5.07 | -7.95% | -61694
Desk's Current Capacity Price (Bid) | 5.4 | -4.49% | -52969
12% Return Target | 7.84 | 12% | 5075
12% Return Target (NPV Breakeven) | 7.58 | 10.67% | 0
30 Year SL with 10% Residual | 7.26 | 12% | 5182
Notes:
Pricing Starts Summer 2001 with 5-year term
Total Project Cost (000's): | 213517.6732
Total Project Installed cost: (kW) | 613.5565
Debt/Equity: 70%/30%
8% Interest Rate with 20 Yr. Debt & Amort.

## IS
PROJECT NAME: Homestead, Florida
INCOME STATEMENT
|  | 0.66667 | 1.6667 | 2.6667 | 3.6667 | 4.6667 | 5.6667 | 6.6667 | 7.6667 | 8.6667 | 9.6667 | 10.6667 | 11.6667 | 12.6667 | 13.6667 | 14.6667 | 15.6667 | 16.6667 | 17.6667 | 18.6667 | 19.6667 | 20.6667 | 21.6667 | 22.6667 | 23.6667 | 24.6667 | 25.6667 | 26.6667 | 27.6667 | 28.6667 | 29.6667 | 30.6667
('000 $) |  | 2001 | 2002 | 2003 | 2004 | 2005 | 2006 | 2007 | 2008 | 2009 | 2010 | 2011 | 2012 | 2013 | 2014 | 2015 | 2016 | 2017 | 2018 | 2019 | 2020 | 2021 | 2022 | 2023 | 2024 | 2025 | 2026 | 2027 | 2028 | 2029 | 2030 | 2031
|  | 2001-12-31 | 2002-12-31 | 2003-12-31 | 2004-12-31 | 2005-12-31 | 2006-12-31 | 2007-12-31 | 2008-12-31 | 2009-12-31 | 2010-12-31 | 2011-12-31 | 2012-12-31 | 2013-12-31 | 2014-12-31 | 2015-12-31 | 2016-12-31 | 2017-12-31 | 2018-12-31 | 2019-12-31 | 2020-12-31 | 2021-12-31 | 2022-12-31 | 2023-12-31 | 2024-12-31 | 2025-12-31 | 2026-12-31 | 2027-12-31 | 2028-12-31 | 2029-12-31 | 2030-12-31 | 2031-12-31
Revenue
Capacity Revenue |  | 17813.8118 | 26720.7177 | 26720.7177 | 26720.7177 | 26720.7177 | 26720.7177 | 26720.7177 | 26720.7177 | 26720.7177 | 26720.7177 | 26720.7177 | 26720.7177 | 26720.7177 | 26720.7177 | 26720.7177 | 26720.7177 | 26720.7177 | 26720.7177 | 26720.7177 | 26720.7177 | 26720.7177 | 26720.7177 | 26720.7177 | 26720.7177 | 26720.7177 | 26720.7177 | 26720.7177 | 26720.7177 | 26720.7177 | 26720.7177 | 10090.1763
Energy Revenue |  | 0 | 0 | 0 | 0 | 0 | 0 | 0 | 0 | 0 | 0 | 0 | 0 | 0 | 0 | 0 | 0 | 0 | 0 | 0 | 0 | 0 | 0 | 0 | 0 | 0 | 0 | 0 | 0 | 0 | 0 | 0
Ancillary Services |  | 0 | 0 | 0 | 0 | 0 | 0 | 0 | 0 | 0 | 0 | 0 | 0 | 0 | 0 | 0 | 0 | 0 | 0 | 0 | 0 | 0 | 0 | 0 | 0 | 0 | 0 | 0 | 0 | 0 | 0 | 0
Total Revenue |  | 17813.8118 | 26720.7177 | 26720.7177 | 26720.7177 | 26720.7177 | 26720.7177 | 26720.7177 | 26720.7177 | 26720.7177 | 26720.7177 | 26720.7177 | 26720.7177 | 26720.7177 | 26720.7177 | 26720.7177 | 26720.7177 | 26720.7177 | 26720.7177 | 26720.7177 | 26720.7177 | 26720.7177 | 26720.7177 | 26720.7177 | 26720.7177 | 26720.7177 | 26720.7177 | 26720.7177 | 26720.7177 | 26720.7177 | 26720.7177 | 10090.1763
Expense
Fuel |  | 0 | 0 | 0 | 0 | 0 | 0 | 0 | 0 | 0 | 0 | 0 | 0 | 0 | 0 | 0 | 0 | 0 | 0 | 0 | 0 | 0 | 0 | 0 | 0 | 0 | 0 | 0 | 0 | 0 | 0 | 0
Fixed Operating Expenses |  | 729.0907 | 1115.5087 | 1137.8189 | 1160.5753 | 1183.7868 | 1207.4625 | 1231.6118 | 1256.244 | 1281.3689 | 1306.9963 | 1333.1362 | 1359.7989 | 1386.9949 | 1414.7348 | 1443.0295 | 1471.8901 | 1501.3279 | 1531.3544 | 1561.9815 | 1593.2211 | 1625.0856 | 1657.5873 | 1690.739 | 1724.5538 | 1759.0449 | 1794.2258 | 1830.1103 | 1866.7125 | 1904.0467 | 1942.1277 | 1980.9702
Variable Operating Expenses |  | 0 | 0 | 0 | 0 | 0 | 0 | 0 | 0 | 0 | 0 | 0 | 0 | 0 | 0 | 0 | 0 | 0 | 0 | 0 | 0 | 0 | 0 | 0 | 0 | 0 | 0 | 0 | 0 | 0 | 0 | 0
Major Maintenance |  | 0 | 0 | 0 | 0 | 0 | 0 | 0 | 0 | 0 | 0 | 0 | 0 | 0 | 0 | 0 | 0 | 0 | 0 | 0 | 0 | 0 | 0 | 0 | 0 | 0 | 0 | 0 | 0 | 0 | 0 | 0
Insurance |  | 166.6667 | 255 | 260.1 | 265.302 | 270.608 | 276.0202 | 281.5406 | 287.1714 | 292.9148 | 298.7731 | 304.7486 | 310.8436 | 317.0604 | 323.4017 | 329.8697 | 336.4671 | 343.1964 | 350.0604 | 357.0616 | 364.2028 | 371.4868 | 378.9166 | 386.4949 | 394.2248 | 402.1093 | 410.1515 | 418.3545 | 426.7216 | 435.2561 | 443.9612 | 452.8404
SG&A |  | 0 | 0 | 0 | 0 | 0 | 0 | 0 | 0 | 0 | 0 | 0 | 0 | 0 | 0 | 0 | 0 | 0 | 0 | 0 | 0 | 0 | 0 | 0 | 0 | 0 | 0 | 0 | 0 | 0 | 0 | 0
Start Charge |  | 0 | 0 | 0 | 0 | 0 | 0 | 0 | 0 | 0 | 0 | 0 | 0 | 0 | 0 | 0 | 0 | 0 | 0 | 0 | 0 | 0 | 0 | 0 | 0 | 0 | 0 | 0 | 0 | 0 | 0 | 0
Property Tax |  | 3330.0151 | 3330.0151 | 3330.0151 | 3330.0151 | 3330.0151 | 3330.0151 | 3330.0151 | 3330.0151 | 3330.0151 | 3330.0151 | 3330.0151 | 3330.0151 | 3330.0151 | 3330.0151 | 3330.0151 | 3330.0151 | 3330.0151 | 3330.0151 | 3330.0151 | 3330.0151 | 3330.0151 | 3330.0151 | 3330.0151 | 3330.0151 | 3330.0151 | 3330.0151 | 3330.0151 | 3330.0151 | 3330.0151 | 3330.0151 | 3330.0151
Franchise Tax |  | 0 | 0 | 0 | 0 | 0 | 0 | 0 | 0 | 0 | 0 | 0 | 0 | 0 | 0 | 0 | 0 | 0 | 0 | 0 | 0 | 0 | 0 | 0 | 0 | 0 | 0 | 0 | 0 | 0 | 0 | 0
Gross Receipts Tax |  | 0 | 0 | 0 | 0 | 0 | 0 | 0 | 0 | 0 | 0 | 0 | 0 | 0 | 0 | 0 | 0 | 0 | 0 | 0 | 0 | 0 | 0 | 0 | 0 | 0 | 0 | 0 | 0 | 0 | 0 | 0
Debt Service Reserve LOC Fee |  | 0 | 0 | 0 | 0 | 0 | 0 | 0 | 0 | 0 | 0 | 0 | 0 | 0 | 0 | 0 | 0 | 0 | 0 | 0 | 0 | 0 | 0 | 0 | 0 | 0 | 0 | 0 | 0 | 0 | 0 | 0
Marketing Fee |  | 558.6667 | 854.76 | 854.76 | 854.76 | 854.76 | 854.76 | 854.76 | 854.76 | 854.76 | 854.76 | 854.76 | 854.76 | 854.76 | 854.76 | 854.76 | 854.76 | 854.76 | 854.76 | 854.76 | 854.76 | 854.76 | 854.76 | 854.76 | 854.76 | 854.76 | 854.76 | 854.76 | 854.76 | 854.76 | 854.76 | 854.76
Administrative Fee |  | 187.4053 | 286.7302 | 292.4648 | 298.3141 | 304.2803 | 310.3659 | 316.5733 | 322.9047 | 329.3628 | 335.9501 | 342.6691 | 349.5225 | 356.5129 | 363.6432 | 370.916 | 378.3344 | 385.901 | 393.6191 | 401.4914 | 409.5213 | 417.7117 | 426.0659 | 434.5873 | 443.279 | 452.1446 | 461.1875 | 470.4112 | 479.8194 | 489.4158 | 499.2041 | 509.1882
O&M Fees |  | 281.6527 | 430.9286 | 439.5472 | 448.3381 | 457.3049 | 466.451 | 475.78 | 485.2956 | 495.0015 | 504.9015 | 514.9995 | 525.2995 | 535.8055 | 546.5216 | 557.4521 | 568.6011 | 579.9731 | 591.5726 | 603.404 | 615.4721 | 627.7816 | 640.3372 | 653.1439 | 666.2068 | 679.531 | 693.1216 | 706.984 | 721.1237 | 735.5462 | 750.2571 | 765.2622
Total Expense |  | 5253.4971 | 6272.9425 | 6314.7059 | 6357.3045 | 6400.7551 | 6445.0747 | 6490.2807 | 6536.3908 | 6583.4231 | 6631.396 | 6680.3285 | 6730.2395 | 6781.1488 | 6833.0763 | 6886.0423 | 6940.0677 | 6995.1735 | 7051.3815 | 7108.7136 | 7167.1924 | 7226.8407 | 7287.6821 | 7349.7402 | 7413.0395 | 7477.6048 | 7543.4614 | 7610.6351 | 7679.1523 | 7749.0399 | 7820.3252 | 7893.0362
EBITDA |  | 12560.3147 | 20447.7752 | 20406.0118 | 20363.4132 | 20319.9626 | 20275.643 | 20230.437 | 20184.3269 | 20137.2946 | 20089.3216 | 20040.3892 | 19990.4781 | 19939.5688 | 19887.6414 | 19834.6753 | 19780.65 | 19725.5441 | 19669.3362 | 19612.004 | 19553.5253 | 19493.8769 | 19433.0356 | 19370.9775 | 19307.6782 | 19243.1129 | 19177.2563 | 19110.0826 | 19041.5654 | 18971.6778 | 18900.3925 | 2197.1401
Depreciation & Amortization |  | 5733.4303 | 8600.1455 | 8600.1455 | 8600.1455 | 8600.1455 | 6798.9329 | 5898.3267 | 5898.3267 | 5898.3267 | 5898.3267 | 5898.3267 | 5898.3267 | 5898.3267 | 5898.3267 | 5898.3267 | 5898.3267 | 5898.3267 | 5898.3267 | 5898.3267 | 5898.3267 | 5898.3267 | 5898.3267 | 5898.3267 | 5898.3267 | 5898.3267 | 5898.3267 | 5898.3267 | 5898.3267 | 5898.3267 | 5898.3267 | 1966.1089
EBIT |  | 6826.8844 | 11847.6297 | 11805.8663 | 11763.2677 | 11719.8171 | 13476.7101 | 14332.1103 | 14286.0002 | 14238.9679 | 14190.9949 | 14142.0625 | 14092.1515 | 14041.2422 | 13989.3147 | 13936.3487 | 13882.3233 | 13827.2175 | 13771.0095 | 13713.6774 | 13655.1986 | 13595.5503 | 13534.7089 | 13472.6508 | 13409.3515 | 13344.7862 | 13278.9296 | 13211.7559 | 13143.2387 | 13073.3511 | 13002.0658 | 231.0312
Interest Expense |  | 6103.0468 | 10351.6072 | 10233.0952 | 10106.2874 | 9970.6031 | 9825.4209 | 9670.0759 | 9503.8568 | 9326.0023 | 9135.698 | 8932.0724 | 8714.193 | 8481.0621 | 8231.612 | 7964.7004 | 7679.105 | 7373.5179 | 7046.5397 | 6696.673 | 6322.3157 | 5921.7533 | 5493.1516 | 5034.5478 | 4543.8416 | 4018.7861 | 3456.9767 | 2855.8406 | 2212.625 | 1524.3843 | 787.9668 | 0
Pretax Book Income |  | 723.8376 | 1496.0225 | 1572.7711 | 1656.9803 | 1749.214 | 3651.2892 | 4662.0344 | 4782.1435 | 4912.9656 | 5055.297 | 5209.9901 | 5377.9584 | 5560.1801 | 5757.7027 | 5971.6483 | 6203.2184 | 6453.6996 | 6724.4698 | 7017.0044 | 7332.8829 | 7673.7969 | 8041.5573 | 8438.103 | 8865.5098 | 9326.0001 | 9821.9529 | 10355.9153 | 10930.6137 | 11548.9668 | 12214.0991 | 231.0312
Book State Tax Benefit / (Expense) | 7% | -50.6686 | -104.7216 | -110.094 | -115.9886 | -122.445 | -255.5902 | -326.3424 | -334.75 | -343.9076 | -353.8708 | -364.6993 | -376.4571 | -389.2126 | -403.0392 | -418.0154 | -434.2253 | -451.759 | -470.7129 | -491.1903 | -513.3018 | -537.1658 | -562.909 | -590.6672 | -620.5857 | -652.82 | -687.5367 | -724.9141 | -765.143 | -808.4277 | -854.9869 | -16.1722
Shareholder Fed. Tax Benefit / (Expense) | 35% | -235.6091 | -486.9553 | -511.937 | -539.3471 | -569.3692 | -1188.4946 | -1517.4922 | -1556.5877 | -1599.1703 | -1645.4992 | -1695.8518 | -1750.5255 | -1809.8386 | -1874.1322 | -1943.7715 | -2019.1476 | -2100.6792 | -2188.8149 | -2284.0349 | -2386.8534 | -2497.8209 | -2617.5269 | -2746.6025 | -2885.7235 | -3035.613 | -3197.0457 | -3370.8504 | -3557.9147 | -3759.1887 | -3975.6892 | -75.2007
Net Income |  | 437.5598 | 904.3456 | 950.7401 | 1001.6446 | 1057.3999 | 2207.2043 | 2818.1998 | 2890.8057 | 2969.8877 | 3055.927 | 3149.439 | 3250.9759 | 3361.1289 | 3480.5313 | 3609.8614 | 3749.8455 | 3901.2614 | 4064.942 | 4241.7791 | 4432.7277 | 4638.8103 | 4861.1214 | 5100.8333 | 5359.2007 | 5637.5671 | 5937.3705 | 6260.1508 | 6607.556 | 6981.3504 | 7383.4229 | 139.6584
After Tax Free Cash Flow:
Net Income + Depreciation |  | 6170.9901 | 9504.4911 | 9550.8856 | 9601.7901 | 9657.5453 | 9006.1373 | 8716.5265 | 8789.1324 | 8868.2144 | 8954.2537 | 9047.7657 | 9149.3025 | 9259.4555 | 9378.858 | 9508.1881 | 9648.1722 | 9799.5881 | 9963.2687 | 10140.1058 | 10331.0544 | 10537.1369 | 10759.4481 | 10999.16 | 11257.5274 | 11535.8937 | 11835.6972 | 12158.4775 | 12505.8826 | 12879.6771 | 13281.7496 | 2105.7673
- Principal Payments |  | 1582.269 | 1693.0278 | 1811.5397 | 1938.3475 | 2074.0319 | 2219.2141 | 2374.5591 | 2540.7782 | 2718.6327 | 2908.937 | 3112.5626 | 3330.4419 | 3563.5729 | 3813.023 | 4079.9346 | 4365.53 | 4671.1171 | 4998.0953 | 5347.962 | 5722.3193 | 6122.8817 | 6551.4834 | 7010.0872 | 7500.7933 | 8025.8488 | 8587.6583 | 9188.7943 | 9832.0099 | 10520.2506 | 11256.6682 | 0
- CapEx or Working Capital Needs |  | 0 | 0 | 0 | 0 | 0 | 0 | 0 | 0 | 0 | 0 | 0 | 0 | 0 | 0 | 0 | 0 | 0 | 0 | 0 | 0 | 0 | 0 | 0 | 0 | 0 | 0 | 0 | 0 | 0 | 0 | 0
Free Cash Flow to Equity |  | 4588.7212 | 7811.4633 | 7739.3459 | 7663.4425 | 7583.5135 | 6786.9232 | 6341.9674 | 6248.3542 | 6149.5817 | 6045.3167 | 5935.2031 | 5818.8606 | 5695.8827 | 5565.835 | 5428.2535 | 5282.6422 | 5128.471 | 4965.1734 | 4792.1439 | 4608.7351 | 4414.2553 | 4207.9647 | 3989.0728 | 3756.7341 | 3510.0449 | 3248.039 | 2969.6831 | 2673.8727 | 2359.4265 | 2025.0814 | 2105.7673
NPV @ 12% | 50070.5055

## Revised Debt
(000's)
Total Project Cost | 213517.6732
Total Debt | 149462.3713
Debt Term (yrs) | 30
Debt (%) | 70%
Equity (%) | 30%
Rate (%) | 7%
Princ Amort Sched (yrs) | 30
Equity ($) | 64055.302
Capacity (MW) | 348
Capacity Pmt ($/kw-mo) | 6.3986
| 0.66667 | 1.6667 | 2.6667 | 3.6667 | 4.6667 | 5.6667 | 6.6667 | 7.6667 | 8.6667 | 9.6667 | 10.6667 | 11.6667 | 12.6667 | 13.6667 | 14.6667 | 15.6667 | 16.6667 | 17.6667 | 18.6667 | 19.6667 | 20.6667 | 21.6667 | 22.6667 | 23.6667 | 24.6667 | 25.6667 | 26.6667 | 27.6667 | 28.6667 | 29.6667
| 2001 | 2002 | 2003 | 2004 | 2005 | 2006 | 2007 | 2008 | 2009 | 2010 | 2011 | 2012 | 2013 | 2014 | 2015 | 2016 | 2017 | 2018 | 2019 | 2020 | 2021 | 2022 | 2023 | 2024 | 2025 | 2026 | 2027 | 2028 | 2029 | 2030
Principal Balance | 149462.3713 | 147880.1023 | 146187.0745 | 144375.5347 | 142437.1872 | 140363.1554 | 138143.9413 | 135769.3822 | 133228.604 | 130509.9713 | 127601.0343 | 124488.4718 | 121158.0299 | 117594.457 | 113781.434 | 109701.4994 | 105335.9694 | 100664.8523 | 95666.757 | 90318.7951 | 84596.4758 | 78473.5941 | 71922.1107 | 64912.0235 | 57411.2302 | 49385.3814 | 40797.7231 | 31608.9288 | 21776.9188 | 11256.6682
Payment | 12044.635 | 12044.635 | 12044.635 | 12044.635 | 12044.635 | 12044.635 | 12044.635 | 12044.635 | 12044.635 | 12044.635 | 12044.635 | 12044.635 | 12044.635 | 12044.635 | 12044.635 | 12044.635 | 12044.635 | 12044.635 | 12044.635 | 12044.635 | 12044.635 | 12044.635 | 12044.635 | 12044.635 | 12044.635 | 12044.635 | 12044.635 | 12044.635 | 12044.635 | 12044.635
Interest Payment | 10462.366 | 10351.6072 | 10233.0952 | 10106.2874 | 9970.6031 | 9825.4209 | 9670.0759 | 9503.8568 | 9326.0023 | 9135.698 | 8932.0724 | 8714.193 | 8481.0621 | 8231.612 | 7964.7004 | 7679.105 | 7373.5179 | 7046.5397 | 6696.673 | 6322.3157 | 5921.7533 | 5493.1516 | 5034.5478 | 4543.8416 | 4018.7861 | 3456.9767 | 2855.8406 | 2212.625 | 1524.3843 | 787.9668
Principal Payment | 1582.269 | 1693.0278 | 1811.5397 | 1938.3475 | 2074.0319 | 2219.2141 | 2374.5591 | 2540.7782 | 2718.6327 | 2908.937 | 3112.5626 | 3330.4419 | 3563.5729 | 3813.023 | 4079.9346 | 4365.53 | 4671.1171 | 4998.0953 | 5347.962 | 5722.3193 | 6122.8817 | 6551.4834 | 7010.0872 | 7500.7933 | 8025.8488 | 8587.6583 | 9188.7943 | 9832.0099 | 10520.2506 | 11256.6682
EBITDA | 12560.3147 | 20447.7752 | 20406.0118 | 20363.4132 | 20319.9626 | 20275.643 | 20230.437 | 20184.3269 | 20137.2946 | 20089.3216 | 20040.3892 | 19990.4781 | 19939.5688 | 19887.6414 | 19834.6753 | 19780.65 | 19725.5441 | 19669.3362 | 19612.004 | 19553.5253 | 19493.8769 | 19433.0356 | 19370.9775 | 19307.6782 | 19243.1129 | 19177.2563 | 19110.0826 | 19041.5654 | 18971.6778 | 18900.3925
DSCR | 1.0428 | 1.6977 | 1.6942 | 1.6907 | 1.6871 | 1.6834 | 1.6796 | 1.6758 | 1.6719 | 1.6679 | 1.6638 | 1.6597 | 1.6555 | 1.6512 | 1.6468 | 1.6423 | 1.6377 | 1.633 | 1.6283 | 1.6234 | 1.6185 | 1.6134 | 1.6083 | 1.603 | 1.5977 | 1.5922 | 1.5866 | 1.5809 | 1.5751 | 1.5692

## BS (hidden)
PROJECT NAME: Homestead, Florida
BALANCE SHEET
| 0 | 0.66667 | 1.6667 | 2.6667 | 3.6667 | 4.6667 | 5.6667 | 6.6667 | 7.6667 | 8.6667 | 9.6667 | 10.6667 | 11.6667 | 12.6667 | 13.6667 | 14.6667 | 15.6667 | 16.6667 | 17.6667 | 18.6667 | 19.6667 | 20.6667 | 21.6667 | 22.6667 | 23.6667 | 24.6667 | 25.6667 | 26.6667 | 27.6667 | 28.6667 | 29.6667 | 30.6667
('000 $) | Close | 2001 | 2002 | 2003 | 2004 | 2005 | 2006 | 2007 | 2008 | 2009 | 2010 | 2011 | 2012 | 2013 | 2014 | 2015 | 2016 | 2017 | 2018 | 2019 | 2020 | 2021 | 2022 | 2023 | 2024 | 2025 | 2026 | 2027 | 2028 | 2029 | 2030 | 2031
|  | 2001-12-30 12:00 | 2002-12-30 18:00 | 2003-12-31 | 2004-12-30 06:00 | 2005-12-30 12:00 | 2006-12-30 18:00 | 2007-12-31 | 2008-12-30 06:00 | 2009-12-30 12:00 | 2010-12-30 18:00 | 2011-12-31 | 2012-12-30 06:00 | 2013-12-30 12:00 | 2014-12-30 18:00 | 2015-12-31 | 2016-12-30 06:00 | 2017-12-30 12:00 | 2018-12-30 18:00 | 2019-12-31 | 2020-12-30 06:00 | 2021-12-30 12:00 | 2022-12-30 18:00 | 2023-12-31 | 2024-12-30 06:00 | 2025-12-30 12:00 | 2026-12-30 18:00 | 2027-12-31 | 2028-12-30 06:00 | 2029-12-30 12:00 | 2030-12-30 18:00 | 2031-12-31
Assets
Cash | 0 | 0 | 0 | 0 | 0 | 0 | 0 | 0 | 0 | 0 | 0 | 0 | 0 | 0 | 0 | 0 | 0 | 0 | 0 | 0 | 0 | 0 | 0 | 0 | 0 | 0 | 0 | 0 | 0 | 0 | 0 | 0
Accounts Receivable | 0 | 0 | 0 | 0 | 0 | 0 | 0 | 0 | 0 | 0 | 0 | 0 | 0 | 0 | 0 | 0 | 0 | 0 | 0 | 0 | 0 | 0 | 0 | 0 | 0 | 0 | 0 | 0 | 0 | 0 | 0 | 0
Inventories | 0 | 0 | 0 | 0 | 0 | 0 | 0 | 0 | 0 | 0 | 0 | 0 | 0 | 0 | 0 | 0 | 0 | 0 | 0 | 0 | 0 | 0 | 0 | 0 | 0 | 0 | 0 | 0 | 0 | 0 | 0 | 0
Other Current Assets | 0 | 0 | 0 | 0 | 0 | 0 | 0 | 0 | 0 | 0 | 0 | 0 | 0 | 0 | 0 | 0 | 0 | 0 | 0 | 0 | 0 | 0 | 0 | 0 | 0 | 0 | 0 | 0 | 0 | 0 | 0 | 0
Debt Service Reserve | 0 | 0 | 0 | 0 | 0 | 0 | 0 | 0 | 0 | 0 | 0 | 0 | 0 | 0 | 0 | 0 | 0 | 0 | 0 | 0 | 0 | 0 | 0 | 0 | 0 | 0 | 0 | 0 | 0 | 0 | 0 | 0
Total Current Assets |  | 0 | 0 | 0 | 0 | 0 | 0 | 0 | 0 | 0 | 0 | 0 | 0 | 0 | 0 | 0 | 0 | 0 | 0 | 0 | 0 | 0 | 0 | 0 | 0 | 0 | 0 | 0 | 0 | 0 | 0 | 0
Gross PP&E | 213517.6732 | 210119.9832 | 210119.9832 | 210119.9832 | 210119.9832 | 210119.9832 | 210119.9832 | 210119.9832 | 210119.9832 | 210119.9832 | 210119.9832 | 210119.9832 | 210119.9832 | 210119.9832 | 210119.9832 | 210119.9832 | 210119.9832 | 210119.9832 | 210119.9832 | 210119.9832 | 210119.9832 | 210119.9832 | 210119.9832 | 210119.9832 | 210119.9832 | 210119.9832 | 210119.9832 | 210119.9832 | 210119.9832 | 210119.9832 | 210119.9832 | 210119.9832
Accumulated Depreciation | 0 | 5733.4303 | 14333.5758 | 22933.7212 | 31533.8667 | 40134.0122 | 46932.9451 | 52831.2718 | 58729.5985 | 64627.9252 | 70526.2518 | 76424.5785 | 82322.9052 | 88221.2319 | 94119.5585 | 100017.8852 | 105916.2119 | 111814.5386 | 117712.8653 | 123611.1919 | 129509.5186 | 135407.8453 | 141306.172 | 147204.4987 | 153102.8253 | 159001.152 | 164899.4787 | 170797.8054 | 176696.132 | 182594.4587 | 188492.7854 | 190458.8943
Net PP&E | 213517.6732 | 204386.5529 | 195786.4074 | 187186.262 | 178586.1165 | 169985.971 | 163187.0381 | 157288.7114 | 151390.3847 | 145492.0581 | 139593.7314 | 133695.4047 | 127797.078 | 121898.7513 | 116000.4247 | 110102.098 | 104203.7713 | 98305.4446 | 92407.118 | 86508.7913 | 80610.4646 | 74712.1379 | 68813.8112 | 62915.4846 | 57017.1579 | 51118.8312 | 45220.5045 | 39322.1779 | 33423.8512 | 27525.5245 | 21627.1978 | 19661.0889
Land | 5687.128 | 5687.128 | 5687.128 | 5687.128 | 5687.128 | 5687.128 | 5687.128 | 5687.128 | 5687.128 | 5687.128 | 5687.128 | 5687.128 | 5687.128 | 5687.128 | 5687.128 | 5687.128 | 5687.128 | 5687.128 | 5687.128 | 5687.128 | 5687.128 | 5687.128 | 5687.128 | 5687.128 | 5687.128 | 5687.128 | 5687.128 | 5687.128 | 5687.128 | 5687.128 | 5687.128 | 5687.128
Other Assets | 0 | 0 | 0 | 0 | 0 | 0 | 0 | 0 | 0 | 0 | 0 | 0 | 0 | 0 | 0 | 0 | 0 | 0 | 0 | 0 | 0 | 0 | 0 | 0 | 0 | 0 | 0 | 0 | 0 | 0 | 0 | 0
Total Assets | 219204.8012 | 210073.6809 | 201473.5354 | 192873.39 | 184273.2445 | 175673.099 | 168874.1661 | 162975.8394 | 157077.5127 | 151179.1861 | 145280.8594 | 139382.5327 | 133484.206 | 127585.8793 | 121687.5527 | 115789.226 | 109890.8993 | 103992.5726 | 98094.246 | 92195.9193 | 86297.5926 | 80399.2659 | 74500.9392 | 68602.6126 | 62704.2859 | 56805.9592 | 50907.6325 | 45009.3059 | 39110.9792 | 33212.6525 | 27314.3258 | 25348.2169
Liabilities
Accounts Payable | 0 | 0 | 0 | 0 | 0 | 0 | 0 | 0 | 0 | 0 | 0 | 0 | 0 | 0 | 0 | 0 | 0 | 0 | 0 | 0 | 0 | 0 | 0 | 0 | 0 | 0 | 0 | 0 | 0 | 0 | 0 | 0
Accrued Expenses | 0 | 0 | 0 | 0 | 0 | 0 | 0 | 0 | 0 | 0 | 0 | 0 | 0 | 0 | 0 | 0 | 0 | 0 | 0 | 0 | 0 | 0 | 0 | 0 | 0 | 0 | 0 | 0 | 0 | 0 | 0 | 0
Deferred Tax Liability | 0 | #REF! | #REF! | #REF! | #REF! | #REF! | #REF! | #REF! | #REF! | #REF! | #REF! | #REF! | #REF! | #REF! | #REF! | #REF! | #REF! | #REF! | #REF! | #REF! | #REF! | #REF! | #REF! | #REF! | #REF! | #REF! | #REF! | #REF! | #REF! | #REF! | #REF! | #REF!
Working Capital Revolver | 0 | 5687.128 | 5687.128 | 5687.128 | 5687.128 | 5687.128 | 5687.128 | 5687.128 | 5687.128 | 5687.128 | 5687.128 | 5687.128 | 5687.128 | 5687.128 | 5687.128 | 5687.128 | 5687.128 | 5687.128 | 5687.128 | 5687.128 | 5687.128 | 5687.128 | 5687.128 | 5687.128 | 5687.128 | 5687.128 | 5687.128 | 5687.128 | 5687.128 | 5687.128 | 5687.128 | 5687.128
Long Term Debt | 149462.3713 | #REF! | #REF! | #REF! | #REF! | #REF! | #REF! | #REF! | #REF! | #REF! | #REF! | #REF! | #REF! | #REF! | #REF! | #REF! | #REF! | #REF! | #REF! | #REF! | #REF! | #REF! | #REF! | #REF! | #REF! | #REF! | #REF! | #REF! | #REF! | #REF! | #REF! | #REF!
Other Non-Current Liabilities | 0 | 0 | 0 | 0 | 0 | 0 | 0 | 0 | 0 | 0 | 0 | 0 | 0 | 0 | 0 | 0 | 0 | 0 | 0 | 0 | 0 | 0 | 0 | 0 | 0 | 0 | 0 | 0 | 0 | 0 | 0 | 0
Total Long-term Liabilities | 149462.3713 | #REF! | #REF! | #REF! | #REF! | #REF! | #REF! | #REF! | #REF! | #REF! | #REF! | #REF! | #REF! | #REF! | #REF! | #REF! | #REF! | #REF! | #REF! | #REF! | #REF! | #REF! | #REF! | #REF! | #REF! | #REF! | #REF! | #REF! | #REF! | #REF! | #REF! | #REF!
Stockholders' Equity
Paid-In-Capital | 64055.302 | 64055.302 | 64055.302 | 64055.302 | 64055.302 | 64055.302 | 64055.302 | 64055.302 | 64055.302 | 64055.302 | 64055.302 | 64055.302 | 64055.302 | 64055.302 | 64055.302 | 64055.302 | 64055.302 | 64055.302 | 64055.302 | 64055.302 | 64055.302 | 64055.302 | 64055.302 | 64055.302 | 64055.302 | 64055.302 | 64055.302 | 64055.302 | 64055.302 | 64055.302 | 64055.302 | 64055.302
Retained earnings | #REF! | #REF! | #REF! | #REF! | #REF! | #REF! | #REF! | #REF! | #REF! | #REF! | #REF! | #REF! | #REF! | #REF! | #REF! | #REF! | #REF! | #REF! | #REF! | #REF! | #REF! | #REF! | #REF! | #REF! | #REF! | #REF! | #REF! | #REF! | #REF! | #REF! | #REF! | #REF!
Total stockholders' equity | #REF! | #REF! | #REF! | #REF! | #REF! | #REF! | #REF! | #REF! | #REF! | #REF! | #REF! | #REF! | #REF! | #REF! | #REF! | #REF! | #REF! | #REF! | #REF! | #REF! | #REF! | #REF! | #REF! | #REF! | #REF! | #REF! | #REF! | #REF! | #REF! | #REF! | #REF! | #REF!
Total Liabilities & Equity | #REF! | #REF! | #REF! | #REF! | #REF! | #REF! | #REF! | #REF! | #REF! | #REF! | #REF! | #REF! | #REF! | #REF! | #REF! | #REF! | #REF! | #REF! | #REF! | #REF! | #REF! | #REF! | #REF! | #REF! | #REF! | #REF! | #REF! | #REF! | #REF! | #REF! | #REF! | #REF!
Proof | #REF! | #REF! | #REF! | #REF! | #REF! | #REF! | #REF! | #REF! | #REF! | #REF! | #REF! | #REF! | #REF! | #REF! | #REF! | #REF! | #REF! | #REF! | #REF! | #REF! | #REF! | #REF! | #REF! | #REF! | #REF! | #REF! | #REF! | #REF! | #REF! | #REF! | #REF! | #REF!

## Returns Analysis
PROJECT NAME: Homestead, Florida
RETURNS ANALYSIS
| 0 | 0.66667 | 1.6667 | 2.6667 | 3.6667 | 4.6667 | 5.6667 | 6.6667 | 7.6667 | 8.6667 | 9.6667 | 10.6667 | 11.6667 | 12.6667 | 13.6667 | 14.6667 | 15.6667 | 16.6667 | 17.6667 | 18.6667 | 19.6667 | 20.6667 | 21.6667 | 22.6667 | 23.6667 | 24.6667 | 25.6667 | 26.6667 | 27.6667 | 28.6667 | 29.6667 | 30.6667
('000 $) | Close | 2001 | 2002 | 2003 | 2004 | 2005 | 2006 | 2007 | 2008 | 2009 | 2010 | 2011 | 2012 | 2013 | 2014 | 2015 | 2016 | 2017 | 2018 | 2019 | 2020 | 2021 | 2022 | 2023 | 2024 | 2025 | 2026 | 2027 | 2028 | 2029 | 2030 | 2031
| 2000-04-01 | 2001-12-30 12:00 | 2002-12-30 18:00 | 2003-12-31 | 2004-12-30 06:00 | 2005-12-30 12:00 | 2006-12-30 18:00 | 2007-12-31 | 2008-12-30 06:00 | 2009-12-30 12:00 | 2010-12-30 18:00 | 2011-12-31 | 2012-12-30 06:00 | 2013-12-30 12:00 | 2014-12-30 18:00 | 2015-12-31 | 2016-12-30 06:00 | 2017-12-30 12:00 | 2018-12-30 18:00 | 2019-12-31 | 2020-12-30 06:00 | 2021-12-30 12:00 | 2022-12-30 18:00 | 2023-12-31 | 2024-12-30 06:00 | 2025-12-30 12:00 | 2026-12-30 18:00 | 2027-12-31 | 2028-12-30 06:00 | 2029-12-30 12:00 | 2030-12-30 18:00 | 2031-12-31
EBITDA | 0 | 12560.3147 | 20447.7752 | 20406.0118 | 20363.4132 | 20319.9626 | 20275.643 | 20230.437 | 20184.3269 | 20137.2946 | 20089.3216 | 20040.3892 | 19990.4781 | 19939.5688 | 19887.6414 | 19834.6753 | 19780.65 | 19725.5441 | 19669.3362 | 19612.004 | 19553.5253 | 19493.8769 | 19433.0356 | 19370.9775 | 19307.6782 | 19243.1129 | 19177.2563 | 19110.0826 | 19041.5654 | 18971.6778 | 18900.3925 | 2197.1401
Less Interest Payments | 0 | -6103.0468 | -10351.6072 | -10233.0952 | -10106.2874 | -9970.6031 | -9825.4209 | -9670.0759 | -9503.8568 | -9326.0023 | -9135.698 | -8932.0724 | -8714.193 | -8481.0621 | -8231.612 | -7964.7004 | -7679.105 | -7373.5179 | -7046.5397 | -6696.673 | -6322.3157 | -5921.7533 | 0 | 0 | 0 | 0 | 0 | 0 | 0 | 0 | 0 | 0
Pre-Tax Cashflow | 0 | 6457.2679 | 10096.168 | 10172.9166 | 10257.1258 | 10349.3595 | 10450.2221 | 10560.3611 | 10680.4701 | 10811.2923 | 10953.6236 | 11108.3168 | 11276.2851 | 11458.5068 | 11656.0294 | 11869.975 | 12101.545 | 12352.0263 | 12622.7965 | 12915.3311 | 13231.2096 | 13572.1236 | 19433.0356 | 19370.9775 | 19307.6782 | 19243.1129 | 19177.2563 | 19110.0826 | 19041.5654 | 18971.6778 | 18900.3925 | 2197.1401
Less Cash Taxes | 0 | 0 | 0 | 0 | 0 | 0 | 0 | 0 | 0 | 0 | 0 | 0 | 0 | 0 | 0 | 0 | 0 | 0 | 0 | -5108.0134 | -5232.9434 | -5367.7749 | -5513.2241 | -5670.058 | -5839.0973 | -6021.2212 | -6217.3706 | -6428.5527 | -6655.8459 | -6900.4046 | -7163.4644 | -868.9689
Less Principal Payments | 0 | -1582.269 | -1693.0278 | -1811.5397 | -1938.3475 | -2074.0319 | -2219.2141 | -2374.5591 | -2540.7782 | -2718.6327 | -2908.937 | -3112.5626 | -3330.4419 | -3563.5729 | -3813.023 | -4079.9346 | -4365.53 | -4671.1171 | -4998.0953 | -5347.962 | -5722.3193 | -6122.8817 | 0 | 0 | 0 | 0 | 0 | 0 | 0 | 0 | 0 | 0
Less Capex | 0 | 0 | 0 | 0 | 0 | 0 | 0 | 0 | 0 | 0 | 0 | 0 | 0 | 0 | 0 | 0 | 0 | 0 | 0 | 0 | 0 | 0 | 0 | 0 | 0 | 0 | 0 | 0 | 0 | 0 | 0 | 0
Cashflow to Equity | 0 | 4874.9989 | 8403.1402 | 8361.3768 | 8318.7782 | 8275.3276 | 8231.008 | 8185.802 | 8139.6919 | 8092.6596 | 8044.6867 | 7995.7542 | 7945.8432 | 7894.9339 | 7843.0064 | 7790.0404 | 7736.015 | 7680.9092 | 7624.7012 | 2459.3557 | 2275.9469 | 2081.4671 | 13919.8115 | 13700.9195 | 13468.5808 | 13221.8916 | 12959.8857 | 12681.5299 | 12385.7195 | 12071.2732 | 11736.9281 | 1328.1712
Distribution to Equity | 2000-04-01: 100%
| 0 | 4874.9989 | 8403.1402 | 8361.3768 | 8318.7782 | 8275.3276 | 8231.008 | 8185.802 | 8139.6919 | 8092.6596 | 8044.6867 | 7995.7542 | 7945.8432 | 7894.9339 | 7843.0064 | 7790.0404 | 7736.015 | 7680.9092 | 7624.7012 | 2459.3557 | 2275.9469 | 2081.4671 | 13919.8115 | 13700.9195 | 13468.5808 | 13221.8916 | 12959.8857 | 12681.5299 | 12385.7195 | 12071.2732 | 11736.9281 | 1328.1712
Equity RROR | 2000-04-01: 14%
Beginning Balance | -64055.302 | -64055.302 | -64055.302 | -64055.302 | -64055.302 | -64055.302 | -64055.302 | -64055.302 | -64055.302 | -64055.302 | -64055.302 | -64055.302 | -64055.302 | -64055.302 | -64055.302 | -64055.302 | -64055.302 | -64055.302 | -64055.302 | -64055.302 | -64055.302 | -64055.302 | -64055.302 | -59103.2328 | -53676.7658 | -47722.9322 | -41182.2511 | -33987.8805 | -26064.6539 | -17327.986 | -7682.6308 | 2978.729
RROR Target Coupon | 0 | 8967.7423 | 8967.7423 | 8967.7423 | 8967.7423 | 8967.7423 | 8967.7423 | 8967.7423 | 8967.7423 | 8967.7423 | 8967.7423 | 8967.7423 | 8967.7423 | 8967.7423 | 8967.7423 | 8967.7423 | 8967.7423 | 8967.7423 | 8967.7423 | 8967.7423 | 8967.7423 | 8967.7423 | 8967.7423 | 8274.4526 | 7514.7472 | 6681.2105 | 5765.5152 | 4758.3033 | 3649.0515 | 2425.918 | 1075.5683 | -417.0221
Actual Cash Flow | 0 | 4874.9989 | 8403.1402 | 8361.3768 | 8318.7782 | 8275.3276 | 8231.008 | 8185.802 | 8139.6919 | 8092.6596 | 8044.6867 | 7995.7542 | 7945.8432 | 7894.9339 | 7843.0064 | 7790.0404 | 7736.015 | 7680.9092 | 7624.7012 | 2459.3557 | 2275.9469 | 2081.4671 | 13919.8115 | 13700.9195 | 13468.5808 | 13221.8916 | 12959.8857 | 12681.5299 | 12385.7195 | 12071.2732 | 11736.9281 | 1328.1712
Equity Paydown | 0 | 0 | 0 | 0 | 0 | 0 | 0 | 0 | 0 | 0 | 0 | 0 | 0 | 0 | 0 | 0 | 0 | 0 | 0 | 0 | 0 | 0 | 4952.0692 | 5426.4669 | 5953.8336 | 6540.6811 | 7194.3706 | 7923.2266 | 8736.6679 | 9645.3552 | 10661.3598 | 1745.1932
Ending Balance | -64055.302 | -64055.302 | -64055.302 | -64055.302 | -64055.302 | -64055.302 | -64055.302 | -64055.302 | -64055.302 | -64055.302 | -64055.302 | -64055.302 | -64055.302 | -64055.302 | -64055.302 | -64055.302 | -64055.302 | -64055.302 | -64055.302 | -64055.302 | -64055.302 | -64055.302 | -59103.2328 | -53676.7658 | -47722.9322 | -41182.2511 | -33987.8805 | -26064.6539 | -17327.986 | -7682.6308 | 2978.729 | 4723.9223
ENRON'S RETURNS ANALYSIS
Zero Residual Value
Equity Return | 2000-04-01: -64055.302
Actual Cash Flow | 0 | 4874.9989 | 8403.1402 | 8361.3768 | 8318.7782 | 8275.3276 | 8231.008 | 8185.802 | 8139.6919 | 8092.6596 | 8044.6867 | 7995.7542 | 7945.8432 | 7894.9339 | 7843.0064 | 7790.0404 | 7736.015 | 7680.9092 | 7624.7012 | 2459.3557 | 2275.9469 | 2081.4671 | 13919.8115 | 13700.9195 | 13468.5808 | 13221.8916 | 12959.8857 | 12681.5299 | 12385.7195 | 12071.2732 | 11736.9281 | 1328.1712
Total Cash Flow | -64055.302 | 4874.9989 | 8403.1402 | 8361.3768 | 8318.7782 | 8275.3276 | 8231.008 | 8185.802 | 8139.6919 | 8092.6596 | 8044.6867 | 7995.7542 | 7945.8432 | 7894.9339 | 7843.0064 | 7790.0404 | 7736.015 | 7680.9092 | 7624.7012 | 2459.3557 | 2275.9469 | 2081.4671 | 13919.8115 | 13700.9195 | 13468.5808 | 13221.8916 | 12959.8857 | 12681.5299 | 12385.7195 | 12071.2732 | 11736.9281 | 1328.1712
| IRR | 9.202%
| NPV | -6374.3491
With 5x EBITDA Exit Multiple
Equity Return | 2000-04-01: -64055.302
Actual Cash Flow | 0 | 4874.9989 | 8403.1402 | 8361.3768 | 8318.7782 | 8275.3276 | 8231.008 | 8185.802 | 8139.6919 | 8092.6596 | 8044.6867 | 7995.7542 | 7945.8432 | 7894.9339 | 7843.0064 | 7790.0404 | 7736.015 | 7680.9092 | 7624.7012 | 2459.3557 | 2275.9469 | 2081.4671 | 13919.8115 | 13700.9195 | 13468.5808 | 13221.8916 | 12959.8857 | 12681.5299 | 12385.7195 | 12071.2732 | 11736.9281 | 1328.1712
Residual Value | 0 | 0 | 0 | 0 | 0 | 0 | 0 | 0 | 0 | 0 | 0 | 0 | 0 | 0 | 0 | 0 | 0 | 0 | 0 | 0 | 0 | 97469.3846 | 0 | 0 | 0 | 0 | 0 | 0 | 0 | 0 | 0 | 94501.9626
Total Cash Flow | -64055.302 | 4874.9989 | 8403.1402 | 8361.3768 | 8318.7782 | 8275.3276 | 8231.008 | 8185.802 | 8139.6919 | 8092.6596 | 8044.6867 | 7995.7542 | 7945.8432 | 7894.9339 | 7843.0064 | 7790.0404 | 7736.015 | 7680.9092 | 7624.7012 | 2459.3557 | 2275.9469 | 99550.8517 | 13919.8115 | 13700.9195 | 13468.5808 | 13221.8916 | 12959.8857 | 12681.5299 | 12385.7195 | 12071.2732 | 11736.9281 | 95830.1338
| IRR | 12.73%
| NPV | 10001.5445
With 10% Initial Project Cost
Equity Return | 2000-04-01: -64055.302
Actual Cash Flow | 0 | 4874.9989 | 8403.1402 | 8361.3768 | 8318.7782 | 8275.3276 | 8231.008 | 8185.802 | 8139.6919 | 8092.6596 | 8044.6867 | 7995.7542 | 7945.8432 | 7894.9339 | 7843.0064 | 7790.0404 | 7736.015 | 7680.9092 | 7624.7012 | 2459.3557 | 2275.9469 | 2081.4671 | 13919.8115 | 13700.9195 | 13468.5808 | 13221.8916 | 12959.8857 | 12681.5299 | 12385.7195 | 12071.2732 | 11736.9281 | 1328.1712
Residual Value | 0 | 0 | 0 | 0 | 0 | 0 | 0 | 0 | 0 | 0 | 0 | 0 | 0 | 0 | 0 | 0 | 0 | 0 | 0 | 0 | 0 | 0 | 0 | 0 | 0 | 0 | 0 | 0 | 0 | 0 | 0 | 21351.7673
Total Cash Flow | -64055.302 | 4874.9989 | 8403.1402 | 8361.3768 | 8318.7782 | 8275.3276 | 8231.008 | 8185.802 | 8139.6919 | 8092.6596 | 8044.6867 | 7995.7542 | 7945.8432 | 7894.9339 | 7843.0064 | 7790.0404 | 7736.015 | 7680.9092 | 7624.7012 | 2459.3557 | 2275.9469 | 2081.4671 | 13919.8115 | 13700.9195 | 13468.5808 | 13221.8916 | 12959.8857 | 12681.5299 | 12385.7195 | 12071.2732 | 11736.9281 | 22679.9385
| IRR | 11.05%
| NPV | -1.9794e-11
With $200/kW
Equity Return | 2000-04-01: -64055.302
Actual Cash Flow | 0 | 4874.9989 | 8403.1402 | 8361.3768 | 8318.7782 | 8275.3276 | 8231.008 | 8185.802 | 8139.6919 | 8092.6596 | 8044.6867 | 7995.7542 | 7945.8432 | 7894.9339 | 7843.0064 | 7790.0404 | 7736.015 | 7680.9092 | 7624.7012 | 2459.3557 | 2275.9469 | 2081.4671 | 13919.8115 | 13700.9195 | 13468.5808 | 13221.8916 | 12959.8857 | 12681.5299 | 12385.7195 | 12071.2732 | 11736.9281 | 1328.1712
Residual Value | 0 | 0 | 0 | 0 | 0 | 0 | 0 | 0 | 0 | 0 | 0 | 0 | 0 | 0 | 0 | 0 | 0 | 0 | 0 | 0 | 0 | 69600 | 0 | 0 | 0 | 0 | 0 | 0 | 0 | 0 | 0 | 69600
Total Cash Flow | -64055.302 | 4874.9989 | 8403.1402 | 8361.3768 | 8318.7782 | 8275.3276 | 8231.008 | 8185.802 | 8139.6919 | 8092.6596 | 8044.6867 | 7995.7542 | 7945.8432 | 7894.9339 | 7843.0064 | 7790.0404 | 7736.015 | 7680.9092 | 7624.7012 | 2459.3557 | 2275.9469 | 71681.4671 | 13919.8115 | 13700.9195 | 13468.5808 | 13221.8916 | 12959.8857 | 12681.5299 | 12385.7195 | 12071.2732 | 11736.9281 | 70928.1712
| IRR | 12.3%
| NPV | 7035.7403

## Debt
PROJECT NAME: Homestead, Florida
DEBT ISSUANCE | (This page is set up to solve for Debt Principal given DSCR, by using the Goal Seek Button)
('000 $) | 2001 | 2002 | 2003 | 2004 | 2005 | 2006 | 2007 | 2008 | 2009 | 2010 | 2011 | 2012 | 2013 | 2014 | 2015 | 2016 | 2017 | 2018 | 2019 | 2020 | 2021 | 2022 | 2023 | 2024 | 2025 | 2026 | 2027 | 2028 | 2029 | 2030 | 2031
| 2001-12-31 | 2002-12-31 | 2003-12-31 | 2004-12-31 | 2005-12-31 | 2006-12-31 | 2007-12-31 | 2008-12-31 | 2009-12-31 | 2010-12-31 | 2011-12-31 | 2012-12-31 | 2013-12-31 | 2014-12-31 | 2015-12-31 | 2016-12-31 | 2017-12-31 | 2018-12-31 | 2019-12-31 | 2020-12-31 | 2021-12-31 | 2022-12-31 | 2023-12-31 | 2024-12-31 | 2025-12-31 | 2026-12-31 | 2027-12-31 | 2028-12-31 | 2029-12-31 | 2030-12-31 | 2031-12-31
EBITDA by Debt Fiscal Year | 7875.9351 | 20034.2164 | 20416.424 | 20387.905 | 20316.9242 | 20286.6925 | 20241.7075 | 20209.5722 | 20135.2711 | 20101.282 | 20052.5888 | 20016.539 | 19938.644 | 19900.5877 | 19847.8806 | 19807.5937 | 19725.8085 | 19683.3497 | 19626.2978 | 19581.4246 | 19495.4285 | 19448.2043 | 19386.4495 | 19336.6118 | 19246.0578 | 19193.6753 | 19126.83 | 19071.6186 | 18976.1309 | 18918.165 | 6909.2928 |  | 1
DSCR | 1.3 | 1.3 | 1.3 | 1.3 | 1.3 | 1.3 | 1.3 | 1.3 | 1.3 | 1.3 | 1.3 | 1.3 | 1.3 | 1.3 | 1.3 | 1.3 | 1.3 | 1.3 | 1.3 | 1.3 | 1.3 | 1.3 | 1.3 | 1.3 | 1.3 | 1.3 | 1.3 | 1.3 | 1.3 | 1.3 | 1.3 |  | 6
Target DS | 6058.4116 | 15410.9357 | 15704.9416 | 15683.0038 | 15628.4032 | 15605.1481 | 15570.5443 | 15545.8248 | 15488.6701 | 15462.5246 | 15425.0683 | 15397.3377 | 15337.4185 | 15308.1444 | 15267.6004 | 15236.6105 | 15173.6989 | 15141.0382 | 15097.1522 | 15062.6343 | 14996.4835 | 14960.1571 | 14912.6535 | 14874.3168 | 14804.6599 | 14764.3656 | 14712.9461 | 14670.4759 | 14597.0238 | 14552.4346 | 5314.8406
Debt Principal | 2001-12-31: 84092.2306
Ending Balance at Maturity | 2001-12-31: 0
| 2001-04-01 | 2002-04-01 | 2003-04-01 | 2004-04-01 | 2005-04-01 | 2006-04-01 | 2007-04-01 | 2008-04-01 | 2009-04-01 | 2010-04-01 | 2011-04-01 | 2012-04-01 | 2013-04-01 | 2014-04-01 | 2015-04-01 | 2016-04-01 | 2017-04-01 | 2018-04-01 | 2019-04-01 | 2020-04-01 | 2021-04-01 | 2022-04-01 | 2023-04-01 | 2024-04-01 | 2025-04-01 | 2026-04-01 | 2027-04-01 | 2028-04-01 | 2029-04-01 | 2030-04-01 | 2031-04-01 | 2031-05-01
Beginning Balance |  | 147786.5524 | 142629.455 | 136807.7056 | 130601.1298 | 123994.0985 | 116946.5906 | 109432.3351 | 101414.1772 | 92871.9312 | 83752.8734 | 74022.4245 | 63631.5338 | 52553.9899 | 40720.3765 | 28085.1695 | 14583.6705 | 181.7065 | 0 | 0 | 0 | 0 | 0 | 0 | 0 | 0 | 0 | 0 | 0 | 0 | 0
Addition |  | 0 | 0 | 0 | 0 | 0 | 0 | 0 | 0 | 0 | 0 | 0 | 0 | 0 | 0 | 0 | 0 | 0 | 0 | 0 | 0 | 0 | 0 | 0 | 0 | 0 | 0 | 0 | 0 | 0 | 0
Principal Payment |  | 2548.8752 | 2874.1167 | 3046.7088 | 3261.9129 | 3474.6705 | 3703.3555 | 3937.5626 | 4209.3992 | 4489.6502 | 4789.2147 | 5104.3544 | 5450.7414 | 5819.722 | 6212.4917 | 6633.9851 | 7078.5148 | 181.7065 | 0 | 0 | 0 | 0 | 0 | 0 | 0 | 0 | 0 | 0 | 0 | 0 | 0
Interest Payment |  | 2579.179 | 2489.1771 | 2407.2176 | 2279.2581 | 2163.9518 | 2040.9583 | 1925.5307 | 1769.8858 | 1620.806 | 1461.6597 | 1302.4711 | 1110.501 | 917.1751 | 710.6542 | 494.1762 | 254.515 | 3.1712 | 0 | 0 | 0 | 0 | 0 | 0 | 0 | 0 | 0 | 0 | 0 | 0 | 0
Ending Balance |  | 145237.6772 | 139755.3384 | 133760.9968 | 127339.2169 | 120519.428 | 113243.2351 | 105494.7725 | 97204.778 | 88382.2809 | 78963.6588 | 68918.0702 | 58180.7924 | 46734.2679 | 34507.8848 | 21451.1844 | 7505.1558 | 0 | 0 | 0 | 0 | 0 | 0 | 0 | 0 | 0 | 0 | 0 | 0 | 0 | 0
Pro-rata EBITDA |  | 9782.3181 | 10185.4647 | 10206.1984 | 10129.1073 | 10121.0962 | 10098.7761 | 10117.4087 | 10039.0385 | 10029.1016 | 10004.9416 | 10021.2999 | 9941.5451 | 9929.5236 | 9903.3721 | 9917.2687 | 9836.0151 | 9821.7373 | 9793.43 | 9804.6619 | 9721.7861 | 9705.0659 | 9674.4252 | 9682.7727 | 9598.1409 | 9578.777 | 9545.6105 | 9550.836 | 9464.3034 | 9442.0778 | 6364.5473
DSCR | 2002-04-01: 1.2695; 2003-04-01: 1.2971; 2004-04-01: 1.3016; 2005-04-01: 1.2962; 2006-04-01: 1.2971; 2007-04-01: 1.2972; 2008-04-01: 1.3016; 2009-04-01: 1.2963; 2010-04-01: 1.2972; 2011-04-01: 1.2972; 2012-04-01: 1.3017; 2013-04-01: 1.2964; 2014-04-01: 1.2973; 2015-04-01: 1.2973; 2016-04-01: 1.3018; 2017-04-01: 1.2965
(Debt Anniversary) | 2001-10-01 | 2002-10-01 | 2003-10-01 | 2004-10-01 | 2005-10-01 | 2006-10-01 | 2007-10-01 | 2008-10-01 | 2009-10-01 | 2010-10-01 | 2011-10-01 | 2012-10-01 | 2013-10-01 | 2014-10-01 | 2015-10-01 | 2016-10-01 | 2017-10-01 | 2018-10-01 | 2019-10-01 | 2020-10-01 | 2021-10-01 | 2022-10-01 | 2023-10-01 | 2024-10-01 | 2025-10-01 | 2026-10-01 | 2027-10-01 | 2028-10-01 | 2029-10-01 | 2030-10-01 | 2031-05-01
Beginning Balance | 149462.3713 | 145237.6772 | 139755.3384 | 133760.9968 | 127339.2169 | 120519.428 | 113243.2351 | 105494.7725 | 97204.778 | 88382.2809 | 78963.6588 | 68918.0702 | 58180.7924 | 46734.2679 | 34507.8848 | 21451.1844 | 7505.1558 | 0 | 0 | 0 | 0 | 0 | 0 | 0 | 0 | 0 | 0 | 0 | 0 | 0 | 0
Addition | 0 | 0 | 0 | 0 | 0 | 0 | 0 | 0 | 0 | 0 | 0 | 0 | 0 | 0 | 0 | 0 | 0 | 0 | 0 | 0 | 0 | 0 | 0 | 0 | 0 | 0 | 0 | 0 | 0 | 0 | 0
Principal Payment | 1675.8188 | 2608.2222 | 2947.6327 | 3159.867 | 3345.1184 | 3572.8374 | 3810.9 | 4080.5953 | 4332.8468 | 4629.4075 | 4941.2342 | 5286.5364 | 5626.8025 | 6013.8914 | 6422.7153 | 6867.5138 | 7323.4493 | 0 | 0 | 0 | 0 | 0 | 0 | 0 | 0 | 0 | 0 | 0 | 0 | 0 | 0
Interest Payment | 4382.5927 | 5097.2456 | 4904.838 | 4681.6349 | 4469.0832 | 4229.7366 | 3974.3722 | 3692.317 | 3411.4882 | 3101.8548 | 2771.2999 | 2412.1325 | 2041.9067 | 1640.1807 | 1211.0849 | 750.7915 | 263.4001 | 0 | 0 | 0 | 0 | 0 | 0 | 0 | 0 | 0 | 0 | 0 | 0 | 0 | 0
Ending Balance | 147786.5524 | 142629.455 | 136807.7056 | 130601.1298 | 123994.0985 | 116946.5906 | 109432.3351 | 101414.1772 | 92871.9312 | 83752.8734 | 74022.4245 | 63631.5338 | 52553.9899 | 40720.3765 | 28085.1695 | 14583.6705 | 181.7065 | 0 | 0 | 0 | 0 | 0 | 0 | 0 | 0 | 0 | 0 | 0 | 0 | 0 | 0
Pro-rata EBITDA | 7875.9351 | 10251.8982 | 10230.9593 | 10181.7066 | 10187.8169 | 10165.5964 | 10142.9314 | 10092.1634 | 10096.2326 | 10072.1804 | 10047.6472 | 9995.2391 | 9997.0989 | 9971.064 | 9944.5085 | 9890.325 | 9889.7934 | 9861.6124 | 9832.8678 | 9776.7626 | 9773.6424 | 9743.1384 | 9712.0243 | 9653.8391 | 9647.9169 | 9614.8984 | 9581.2195 | 9520.7827 | 9511.8275 | 9476.0872 | 544.7455
DSCR | 2001-10-01: 1.3; 2002-10-01: 1.3305; 2003-10-01: 1.3029; 2004-10-01: 1.2984; 2005-10-01: 1.3038; 2006-10-01: 1.3029; 2007-10-01: 1.3028; 2008-10-01: 1.2984; 2009-10-01: 1.3037; 2010-10-01: 1.3028; 2011-10-01: 1.3028; 2012-10-01: 1.2983; 2013-10-01: 1.3036; 2014-10-01: 1.3027; 2015-10-01: 1.3027; 2016-10-01: 1.2982; 2017-10-01: 1.3035
| 2001-12-31 | 2002-12-31 | 2003-12-31 | 2004-12-31 | 2005-12-31 | 2006-12-31 | 2007-12-31 | 2008-12-31 | 2009-12-31 | 2010-12-31 | 2011-12-31 | 2012-12-31 | 2013-12-31 | 2014-12-31 | 2015-12-31 | 2016-12-31 | 2017-12-31 | 2018-12-31 | 2019-12-31 | 2020-12-31 | 2021-12-31 | 2022-12-31 | 2023-12-31 | 2024-12-31 | 2025-12-31 | 2026-12-31 | 2027-12-31 | 2028-12-31 | 2029-12-31 | 2030-12-31 | 2031-12-31
Beginning Balance | 147786.5524 | 142629.455 | 136807.7056 | 130601.1298 | 123994.0985 | 116946.5906 | 109432.3351 | 101414.1772 | 92871.9312 | 83752.8734 | 74022.4245 | 63631.5338 | 52553.9899 | 40720.3765 | 28085.1695 | 14583.6705 | 181.7065 | 0 | 0 | 0 | 0 | 0 | 0 | 0 | 0 | 0 | 0 | 0 | 0 | 0 | 0
Addition | 0 | 0 | 0 | 0 | 0 | 0 | 0 | 0 | 0 | 0 | 0 | 0 | 0 | 0 | 0 | 0 | 0 | 0 | 0 | 0 | 0 | 0 | 0 | 0 | 0 | 0 | 0 | 0 | 0 | 0 | 0
Interest Payment | 2577.4137 | 2489.1771 | 2387.5756 | 2273.0306 | 2163.9518 | 2040.9583 | 1909.8191 | 1765.05 | 1620.806 | 1461.6597 | 1291.8434 | 1107.4669 | 917.1751 | 710.6542 | 490.1439 | 253.8196 | 3.1712 | 0 | 0 | 0 | 0 | 0 | 0 | 0 | 0 | 0 | 0 | 0 | 0 | 0 | 0
Ending Balance | 147786.5524 | 142629.455 | 136807.7056 | 130601.1298 | 123994.0985 | 116946.5906 | 109432.3351 | 101414.1772 | 92871.9312 | 83752.8734 | 74022.4245 | 63631.5338 | 52553.9899 | 40720.3765 | 28085.1695 | 14583.6705 | 181.7065 | 0 | 0 | 0 | 0 | 0 | 0 | 0 | 0 | 0 | 0 | 0 | 0 | 0 | 0
Debt Service
Principal Payments | 1675.8188 | 5157.0974 | 5821.7494 | 6206.5758 | 6607.0313 | 7047.5079 | 7514.2555 | 8018.1579 | 8542.246 | 9119.0577 | 9730.4489 | 10390.8908 | 11077.5439 | 11833.6134 | 12635.207 | 13501.499 | 14401.9641 | 181.7065 | 0 | 0 | 0 | 0 | 0 | 0 | 0 | 0 | 0 | 0 | 0 | 0 | 0
Interest Expense | 4382.5927 | 10253.8383 | 9883.1922 | 9476.428 | 9021.3719 | 8557.6402 | 8056.2888 | 7527.6669 | 6946.424 | 6343.4669 | 5694.6194 | 5006.4469 | 4259.8746 | 3474.531 | 2632.3934 | 1735.1116 | 771.7348 | 6.3423 | 0 | 0 | 0 | 0 | 0 | 0 | 0 | 0 | 0 | 0 | 0 | 0 | 0
Net Debt Service | 6058.4116 | 15410.9357 | 15704.9416 | 15683.0038 | 15628.4032 | 15605.1481 | 15570.5443 | 15545.8248 | 15488.6701 | 15462.5246 | 15425.0683 | 15397.3377 | 15337.4185 | 15308.1444 | 15267.6004 | 15236.6105 | 15173.6989 | 188.0488 | 0 | 0 | 0 | 0 | 0 | 0 | 0 | 0 | 0 | 0 | 0 | 0 | 0
ACTUAL DSCR | 2001-12-31: 1.3; 2002-12-31: 1.3; 2003-12-31: 1.3; 2004-12-31: 1.3; 2005-12-31: 1.3; 2006-12-31: 1.3; 2007-12-31: 1.3; 2008-12-31: 1.3; 2009-12-31: 1.3; 2010-12-31: 1.3; 2011-12-31: 1.3; 2012-12-31: 1.3; 2013-12-31: 1.3; 2014-12-31: 1.3; 2015-12-31: 1.3; 2016-12-31: 1.3; 2017-12-31: 1.3
Accrued Debt Service
Principal Payments | 1675.8188 | 5157.0974 | 5821.7494 | 6206.5758 | 6607.0313 | 7047.5079 | 7514.2555 | 8018.1579 | 8542.246 | 9119.0577 | 9730.4489 | 10390.8908 | 11077.5439 | 11833.6134 | 12635.207 | 13501.499 | 14401.9641 | 181.7065 | 0 | 0 | 0 | 0 | 0 | 0 | 0 | 0 | 0 | 0 | 0 | 0 | 0
Interest Expense | 6960.0064 | 10165.6017 | 9781.5907 | 9361.883 | 8912.2931 | 8434.6467 | 7925.1496 | 7382.8978 | 6802.18 | 6184.3206 | 5524.8031 | 4822.0704 | 4069.5828 | 3268.0101 | 2411.8831 | 1498.7873 | 521.0863 | 3.1712 | 0 | 0 | 0 | 0 | 0 | 0 | 0 | 0 | 0 | 0 | 0 | 0 | 0
Net Debt Service | 8635.8252 | 15322.6991 | 15603.3401 | 15568.4589 | 15519.3244 | 15482.1546 | 15439.4051 | 15401.0557 | 15344.4261 | 15303.3783 | 15255.252 | 15212.9611 | 15147.1267 | 15101.6235 | 15047.0901 | 15000.2862 | 14923.0504 | 184.8776 | 0 | 0 | 0 | 0 | 0 | 0 | 0 | 0 | 0 | 0 | 0 | 0 | 0
Debt Summary
| Treasury (%) |  |  | 6%
| Spread (%) |  |  | 1%
| All In Coupon Rate (%) |  |  | 7%
| Term (years) |  |  | 30
| Average Life (years) |  |  | 10.0112
| Total amount ($ '000) |  |  | 149462.3713
| DSCR |  | Average | 1.3
|  |  | Minimum | 1.3
Time Factor | 0 | 0.99932 | 1.9986 | 3.0007 | 4 | 4.9993 | 5.9986 | 7.0007 | 8 | 8.9993 | 9.9986 | 11.0007 | 12 | 12.9993 | 13.9986 | 15.0007 | 16 | 16.9993 | 17.9986 | 19.0007 | 20 | 20.9993 | 21.9986 | 23.0007 | 24 | 24.9993 | 25.9986 | 27.0007 | 28 | 28.9993 | 29.5797
| 0.49829 | 1.4976 | 2.4997 | 3.499 | 4.4983 | 5.4976 | 6.4997 | 7.499 | 8.4983 | 9.4976 | 10.4997 | 11.499 | 12.4983 | 13.4976 | 14.4997 | 15.499 | 16.4983 | 17.4976 | 18.4997 | 19.499 | 20.4983 | 21.4976 | 22.4997 | 23.499 | 24.4983 | 25.4976 | 26.4997 | 27.499 | 28.4983 | 29.4976 | 29.5797
Average Life | 2001-12-31: 10.0112
Goal Seek Debt

## Depreciation
PROJECT NAME: Homestead, Florida
DEPRECIATION SCHEDULE
|  |  | 0.66667 | 1.6667 | 2.6667 | 3.6667 | 4.6667 | 5.6667 | 6.6667 | 7.6667 | 8.6667 | 9.6667 | 10.6667 | 11.6667 | 12.6667 | 13.6667 | 14.6667 | 15.6667 | 16.6667 | 17.6667 | 18.6667 | 19.6667 | 20.6667 | 21.6667 | 22.6667 | 23.6667 | 24.6667 | 25.6667 | 26.6667 | 27.6667 | 28.6667 | 29.6667 | 30.6667
('000 $) |  |  | 2001 | 2002 | 2003 | 2004 | 2005 | 2006 | 2007 | 2008 | 2009 | 2010 | 2011 | 2012 | 2013 | 2014 | 2015 | 2016 | 2017 | 2018 | 2019 | 2020 | 2021 | 2022 | 2023 | 2024 | 2025 | 2026 | 2027 | 2028 | 2029 | 2030 | 2031
|  |  | 2001-12-31 | 2002-12-31 | 2003-12-31 | 2004-12-31 | 2005-12-31 | 2006-12-31 | 2007-12-31 | 2008-12-31 | 2009-12-31 | 2010-12-31 | 2011-12-31 | 2012-12-31 | 2013-12-31 | 2014-12-31 | 2015-12-31 | 2016-12-31 | 2017-12-31 | 2018-12-31 | 2019-12-31 | 2020-12-31 | 2021-12-31 | 2022-12-31 | 2023-12-31 | 2024-12-31 | 2025-12-31 | 2026-12-31 | 2027-12-31 | 2028-12-31 | 2029-12-31 | 2030-12-31 | 2031-12-31
US FEDERAL TAX DEPRECIATION & AMORTIZATION
Years
Plant & Equipment - MACRS | 15 |  | 5% | 9.5% | 8.55% | 7.7% | 6.93% | 6.23% | 5.9% | 5.91% | 5.9% | 5.91% | 5.9% | 5.91% | 5.9% | 5.91% | 5.9% | 2.95% | 0% | 0% | 0% | 0% | 0% | 0% | 0% | 0% | 0% | 0% | 0% | 0% | 0% | 0% | 0%
Start-Up Costs - SL | 5 |  | 13.33% | 20% | 20% | 20% | 20% | 6.667% | 0% | 0% | 0% | 0% | 0% | 0% | 0% | 0% | 0% | 0% | 0% | 0% | 0% | 0% | 0% | 0% | 0% | 0% | 0% | 0% | 0% | 0% | 0% | 0% | 0%
Transaction Costs - SL | 20 |  | 3.333% | 5% | 5% | 5% | 5% | 5% | 5% | 5% | 5% | 5% | 5% | 5% | 5% | 5% | 5% | 5% | 5% | 5% | 5% | 5% | 1.667% | 0% | 0% | 0% | 0% | 0% | 0% | 0% | 0% | 0% | 0%
Plant & Equipment - MACRS | 196610.8893 |  | 9830.5445 | 18678.0345 | 16810.231 | 15139.0385 | 13625.1346 | 12248.8584 | 11600.0425 | 11619.7036 | 11600.0425 | 11619.7036 | 11600.0425 | 11619.7036 | 11600.0425 | 11619.7036 | 11600.0425 | 5800.0212 | 0 | 0 | 0 | 0 | 0 | 0 | 0 | 0 | 0 | 0 | 0 | 0 | 0 | 0 | 0
Start-Up Costs - SL | 13509.094 |  | 1801.2125 | 2701.8188 | 2701.8188 | 2701.8188 | 2701.8188 | 900.6063 | 0 | 0 | 0 | 0 | 0 | 0 | 0 | 0 | 0 | 0 | 0 | 0 | 0 | 0 | 0 | 0 | 0 | 0 | 0 | 0 | 0 | 0 | 0 | 0 | 0
Transaction Costs - SL | 0 |  | 0 | 0 | 0 | 0 | 0 | 0 | 0 | 0 | 0 | 0 | 0 | 0 | 0 | 0 | 0 | 0 | 0 | 0 | 0 | 0 | 0 | 0 | 0 | 0 | 0 | 0 | 0 | 0 | 0 | 0 | 0
Total Beginning Book Value | 210119.9832 |  | 11631.757 | 21379.8533 | 19512.0498 | 17840.8573 | 16326.9534 | 13149.4647 | 11600.0425 | 11619.7036 | 11600.0425 | 11619.7036 | 11600.0425 | 11619.7036 | 11600.0425 | 11619.7036 | 11600.0425 | 5800.0212 | 0 | 0 | 0 | 0 | 0 | 0 | 0 | 0 | 0 | 0 | 0 | 0 | 0 | 0 | 0
Ending Value of Assets | 210119.9832 |  | 198488.2262 | 177108.373 | 157596.3231 | 139755.4659 | 123428.5125 | 110279.0478 | 98679.0053 | 87059.3018 | 75459.2593 | 63839.5557 | 52239.5133 | 40619.8097 | 29019.7673 | 17400.0637 | 5800.0212 | -8.1855e-12 | -8.1855e-12 | -8.1855e-12 | -8.1855e-12 | -8.1855e-12 | -8.1855e-12 | -8.1855e-12 | -8.1855e-12 | -8.1855e-12 | -8.1855e-12 | -8.1855e-12 | -8.1855e-12 | -8.1855e-12 | -8.1855e-12 | -8.1855e-12 | -8.1855e-12
STATE TAX DEPRECIATION & AMORTIZATION
Years
Plant & Equipment - MACRS | 15 |  | 5% | 9.5% | 8.55% | 7.7% | 6.93% | 6.23% | 5.9% | 5.91% | 5.9% | 5.91% | 5.9% | 5.91% | 5.9% | 5.91% | 5.9% | 2.95% | 0% | 0% | 0% | 0% | 0% | 0% | 0% | 0% | 0% | 0% | 0% | 0% | 0% | 0% | 0%
Start-Up Costs - SL | 5 |  | 13.33% | 20% | 20% | 20% | 20% | 6.667% | 0% | 0% | 0% | 0% | 0% | 0% | 0% | 0% | 0% | 0% | 0% | 0% | 0% | 0% | 0% | 0% | 0% | 0% | 0% | 0% | 0% | 0% | 0% | 0% | 0%
Transaction Costs - SL | 20 |  | 3.333% | 5% | 5% | 5% | 5% | 5% | 5% | 5% | 5% | 5% | 5% | 5% | 5% | 5% | 5% | 5% | 5% | 5% | 5% | 5% | 1.667% | 0% | 0% | 0% | 0% | 0% | 0% | 0% | 0% | 0% | 0%
Plant & Equipment - MACRS | 196610.8893 |  | 9830.5445 | 18678.0345 | 16810.231 | 15139.0385 | 13625.1346 | 12248.8584 | 11600.0425 | 11619.7036 | 11600.0425 | 11619.7036 | 11600.0425 | 11619.7036 | 11600.0425 | 11619.7036 | 11600.0425 | 5800.0212 | 0 | 0 | 0 | 0 | 0 | 0 | 0 | 0 | 0 | 0 | 0 | 0 | 0 | 0 | 0
Start-Up Costs - SL | 13509.094 |  | 1801.2125 | 2701.8188 | 2701.8188 | 2701.8188 | 2701.8188 | 900.6063 | 0 | 0 | 0 | 0 | 0 | 0 | 0 | 0 | 0 | 0 | 0 | 0 | 0 | 0 | 0 | 0 | 0 | 0 | 0 | 0 | 0 | 0 | 0 | 0 | 0
Transaction Costs - SL | 0 |  | 0 | 0 | 0 | 0 | 0 | 0 | 0 | 0 | 0 | 0 | 0 | 0 | 0 | 0 | 0 | 0 | 0 | 0 | 0 | 0 | 0 | 0 | 0 | 0 | 0 | 0 | 0 | 0 | 0 | 0 | 0
Total Beginning Book Value | 210119.9832 |  | 11631.757 | 21379.8533 | 19512.0498 | 17840.8573 | 16326.9534 | 13149.4647 | 11600.0425 | 11619.7036 | 11600.0425 | 11619.7036 | 11600.0425 | 11619.7036 | 11600.0425 | 11619.7036 | 11600.0425 | 5800.0212 | 0 | 0 | 0 | 0 | 0 | 0 | 0 | 0 | 0 | 0 | 0 | 0 | 0 | 0 | 0
Ending Value of Assets | 210119.9832 |  | 198488.2262 | 177108.373 | 157596.3231 | 139755.4659 | 123428.5125 | 110279.0478 | 98679.0053 | 87059.3018 | 75459.2593 | 63839.5557 | 52239.5133 | 40619.8097 | 29019.7673 | 17400.0637 | 5800.0212 | -8.1855e-12 | -8.1855e-12 | -8.1855e-12 | -8.1855e-12 | -8.1855e-12 | -8.1855e-12 | -8.1855e-12 | -8.1855e-12 | -8.1855e-12 | -8.1855e-12 | -8.1855e-12 | -8.1855e-12 | -8.1855e-12 | -8.1855e-12 | -8.1855e-12 | -8.1855e-12
BOOK DEPRECIATION & AMORTIZATION
| Years | Residual
Plant & Equipment - SL | 30 | 10% | 2% | 3% | 3% | 3% | 3% | 3% | 3% | 3% | 3% | 3% | 3% | 3% | 3% | 3% | 3% | 3% | 3% | 3% | 3% | 3% | 3% | 3% | 3% | 3% | 3% | 3% | 3% | 3% | 3% | 3% | 1%
Start-Up Costs - SL | 5 |  | 13.33% | 20% | 20% | 20% | 20% | 6.667% | 0% | 0% | 0% | 0% | 0% | 0% | 0% | 0% | 0% | 0% | 0% | 0% | 0% | 0% | 0% | 0% | 0% | 0% | 0% | 0% | 0% | 0% | 0% | 0% | 0%
Transaction Costs - SL | 20 |  | 3.333% | 5% | 5% | 5% | 5% | 5% | 5% | 5% | 5% | 5% | 5% | 5% | 5% | 5% | 5% | 5% | 5% | 5% | 5% | 5% | 1.667% | 0% | 0% | 0% | 0% | 0% | 0% | 0% | 0% | 0% | 0%
Plant & Equipment - MACRS | 196610.8893 |  | 3932.2178 | 5898.3267 | 5898.3267 | 5898.3267 | 5898.3267 | 5898.3267 | 5898.3267 | 5898.3267 | 5898.3267 | 5898.3267 | 5898.3267 | 5898.3267 | 5898.3267 | 5898.3267 | 5898.3267 | 5898.3267 | 5898.3267 | 5898.3267 | 5898.3267 | 5898.3267 | 5898.3267 | 5898.3267 | 5898.3267 | 5898.3267 | 5898.3267 | 5898.3267 | 5898.3267 | 5898.3267 | 5898.3267 | 5898.3267 | 1966.1089
Start-Up Costs - SL | 13509.094 |  | 1801.2125 | 2701.8188 | 2701.8188 | 2701.8188 | 2701.8188 | 900.6063 | 0 | 0 | 0 | 0 | 0 | 0 | 0 | 0 | 0 | 0 | 0 | 0 | 0 | 0 | 0 | 0 | 0 | 0 | 0 | 0 | 0 | 0 | 0 | 0 | 0
Transaction Costs - SL | 0 |  | 0 | 0 | 0 | 0 | 0 | 0 | 0 | 0 | 0 | 0 | 0 | 0 | 0 | 0 | 0 | 0 | 0 | 0 | 0 | 0 | 0 | 0 | 0 | 0 | 0 | 0 | 0 | 0 | 0 | 0 | 0
Total Beginning Book Value | 210119.9832 |  | 5733.4303 | 8600.1455 | 8600.1455 | 8600.1455 | 8600.1455 | 6798.9329 | 5898.3267 | 5898.3267 | 5898.3267 | 5898.3267 | 5898.3267 | 5898.3267 | 5898.3267 | 5898.3267 | 5898.3267 | 5898.3267 | 5898.3267 | 5898.3267 | 5898.3267 | 5898.3267 | 5898.3267 | 5898.3267 | 5898.3267 | 5898.3267 | 5898.3267 | 5898.3267 | 5898.3267 | 5898.3267 | 5898.3267 | 5898.3267 | 1966.1089
Ending Book Value of Assets | 210119.9832 |  | 204386.5529 | 195786.4074 | 187186.262 | 178586.1165 | 169985.971 | 163187.0381 | 157288.7114 | 151390.3847 | 145492.0581 | 139593.7314 | 133695.4047 | 127797.078 | 121898.7513 | 116000.4247 | 110102.098 | 104203.7713 | 98305.4446 | 92407.118 | 86508.7913 | 80610.4646 | 74712.1379 | 68813.8112 | 62915.4846 | 57017.1579 | 51118.8312 | 45220.5045 | 39322.1779 | 33423.8512 | 27525.5245 | 21627.1978 | 19661.0889

## Taxes
PROJECT NAME: Homestead, Florida
TAXES
| 0.66667 | 1.6667 | 2.6667 | 3.6667 | 4.6667 | 5.6667 | 6.6667 | 7.6667 | 8.6667 | 9.6667 | 10.6667 | 11.6667 | 12.6667 | 13.6667 | 14.6667 | 15.6667 | 16.6667 | 17.6667 | 18.6667 | 19.6667 | 20.6667 | 21.6667 | 22.6667 | 23.6667 | 24.6667 | 25.6667 | 26.6667 | 27.6667 | 28.6667 | 29.6667 | 30.6667
('000 $) | 2001 | 2002 | 2003 | 2004 | 2005 | 2006 | 2007 | 2008 | 2009 | 2010 | 2011 | 2012 | 2013 | 2014 | 2015 | 2016 | 2017 | 2018 | 2019 | 2020 | 2021 | 2022 | 2023 | 2024 | 2025 | 2026 | 2027 | 2028 | 2029 | 2030 | 2031
| 2001-12-31 | 2002-12-31 | 2003-12-31 | 2004-12-31 | 2005-12-31 | 2006-12-31 | 2007-12-31 | 2008-12-31 | 2009-12-31 | 2010-12-31 | 2011-12-31 | 2012-12-31 | 2013-12-31 | 2014-12-31 | 2015-12-31 | 2016-12-31 | 2017-12-31 | 2018-12-31 | 2019-12-31 | 2020-12-31 | 2021-12-31 | 2022-12-31 | 2023-12-31 | 2024-12-31 | 2025-12-31 | 2026-12-31 | 2027-12-31 | 2028-12-31 | 2029-12-31 | 2030-12-31 | 2031-12-31
STATE TAXES
Adjusted Pretax Book Income | 723.8376 | 1496.0225 | 1572.7711 | 1656.9803 | 1749.214 | 3651.2892 | 4662.0344 | 4782.1435 | 4912.9656 | 5055.297 | 5209.9901 | 5377.9584 | 5560.1801 | 5757.7027 | 5971.6483 | 6203.2184 | 6453.6996 | 6724.4698 | 7017.0044 | 7332.8829 | 7673.7969 | 8041.5573 | 8438.103 | 8865.5098 | 9326.0001 | 9821.9529 | 10355.9153 | 10930.6137 | 11548.9668 | 12214.0991 | 231.0312
Plus Book Depreciation & Amortization | 5733.4303 | 8600.1455 | 8600.1455 | 8600.1455 | 8600.1455 | 6798.9329 | 5898.3267 | 5898.3267 | 5898.3267 | 5898.3267 | 5898.3267 | 5898.3267 | 5898.3267 | 5898.3267 | 5898.3267 | 5898.3267 | 5898.3267 | 5898.3267 | 5898.3267 | 5898.3267 | 5898.3267 | 5898.3267 | 5898.3267 | 5898.3267 | 5898.3267 | 5898.3267 | 5898.3267 | 5898.3267 | 5898.3267 | 5898.3267 | 1966.1089
Less State Tax Depreciation | -11631.757 | -21379.8533 | -19512.0498 | -17840.8573 | -16326.9534 | -13149.4647 | -11600.0425 | -11619.7036 | -11600.0425 | -11619.7036 | -11600.0425 | -11619.7036 | -11600.0425 | -11619.7036 | -11600.0425 | -5800.0212 | 0 | 0 | 0 | 0 | 0 | 0 | 0 | 0 | 0 | 0 | 0 | 0 | 0 | 0 | 0
State Taxable Income | -5174.4891 | -11283.6853 | -9339.1332 | -7583.7315 | -5977.5939 | -2699.2425 | -1039.6813 | -939.2334 | -788.7502 | -666.0799 | -491.7257 | -343.4184 | -141.5357 | 36.3258 | 269.9325 | 6301.5238 | 12352.0263 | 12622.7965 | 12915.3311 | 13231.2096 | 13572.1236 | 13939.884 | 14336.4297 | 14763.8365 | 15224.3268 | 15720.2796 | 16254.2419 | 16828.9403 | 17447.2935 | 18112.4257 | 2197.1401
State Income Tax Rate | bar: 2001-12-31 to 2031-12-31
Current State Income Tax Expense (Benefit) | -362.2142 | -789.858 | -653.7393 | -530.8612 | -418.4316 | -188.947 | -72.7777 | -65.7463 | -55.2125 | -46.6256 | -34.4208 | -24.0393 | -9.9075 | 2.5428 | 18.8953 | 441.1067 | 864.6418 | 883.5958 | 904.0732 | 926.1847 | 950.0487 | 975.7919 | 1003.5501 | 1033.4686 | 1065.7029 | 1100.4196 | 1137.7969 | 1178.0258 | 1221.3105 | 1267.8698 | 153.7998
Beginning NOL's | 0 | 362.2142 | 1152.0722 | 1805.8115 | 2336.6727 | 2755.1043 | 2944.0513 | 3016.829 | 3082.5753 | 2775.5736 | 2394.5555 | 2428.9763 | 2453.0155 | 2462.923 | 2460.3802 | 2441.485 | 2000.3783 | 1135.7365 | 0 | 0 | 0 | 0 | 0 | 0 | 0 | 0 | 0 | 0 | 0 | 0 | 0
New NOL's | 362.2142 | 789.858 | 653.7393 | 530.8612 | 418.4316 | 188.947 | 72.7777 | 65.7463 | 55.2125 | 46.6256 | 34.4208 | 24.0393 | 9.9075 | 0 | 0 | 0 | 0 | 0 | 0 | 0 | 0 | 0 | 0 | 0 | 0 | 0 | 0 | 0 | 0 | 0 | 0
Expired NOLs | 0 | 0 | 0 | 0 | 0 | 0 | 0 | 0 | -362.2142 | -427.6437 | 0 | 0 | 0 | 0 | 0 | 0 | 0 | 0 | 0 | 0 | 0 | 0 | 0 | 0 | 0 | 0 | 0 | 0 | 0 | 0 | 0
NOL Utilization (8 years) | 0 | 0 | 0 | 0 | 0 | 0 | 0 | 0 | 0 | 0 | 0 | 0 | 0 | -2.5428 | -18.8953 | -441.1067 | -864.6418 | -883.5958 | 0 | 0 | 0 | 0 | 0 | 0 | 0 | 0 | 0 | 0 | 0 | 0 | 0
Ending NOL's | 362.2142 | 1152.0722 | 1805.8115 | 2336.6727 | 2755.1043 | 2944.0513 | 3016.829 | 3082.5753 | 2775.5736 | 2394.5555 | 2428.9763 | 2453.0155 | 2462.923 | 2460.3802 | 2441.485 | 2000.3783 | 1135.7365 | 252.1407 | 0 | 0 | 0 | 0 | 0 | 0 | 0 | 0 | 0 | 0 | 0 | 0 | 0
TOTAL STATE TAXES UTILIZING NOLs | 0 | 0 | 0 | 0 | 0 | 0 | 0 | 0 | 0 | 0 | 0 | 0 | 0 | 0 | 0 | 0 | 0 | 0 | 904.0732 | 926.1847 | 950.0487 | 975.7919 | 1003.5501 | 1033.4686 | 1065.7029 | 1100.4196 | 1137.7969 | 1178.0258 | 1221.3105 | 1267.8698 | 153.7998
FEDERAL TAXES
State Taxable Income | -5174.4891 | -11283.6853 | -9339.1332 | -7583.7315 | -5977.5939 | -2699.2425 | -1039.6813 | -939.2334 | -788.7502 | -666.0799 | -491.7257 | -343.4184 | -141.5357 | 36.3258 | 269.9325 | 6301.5238 | 12352.0263 | 12622.7965 | 12915.3311 | 13231.2096 | 13572.1236 | 13939.884 | 14336.4297 | 14763.8365 | 15224.3268 | 15720.2796 | 16254.2419 | 16828.9403 | 17447.2935 | 18112.4257 | 2197.1401
Less: State Taxes | 0 | 0 | 0 | 0 | 0 | 0 | 0 | 0 | 0 | 0 | 0 | 0 | 0 | 0 | 0 | 0 | 0 | 0 | -904.0732 | -926.1847 | -950.0487 | -975.7919 | -1003.5501 | -1033.4686 | -1065.7029 | -1100.4196 | -1137.7969 | -1178.0258 | -1221.3105 | -1267.8698 | -153.7998
Federal Taxable Income | -5174.4891 | -11283.6853 | -9339.1332 | -7583.7315 | -5977.5939 | -2699.2425 | -1039.6813 | -939.2334 | -788.7502 | -666.0799 | -491.7257 | -343.4184 | -141.5357 | 36.3258 | 269.9325 | 6301.5238 | 12352.0263 | 12622.7965 | 12011.2579 | 12305.0249 | 12622.075 | 12964.0921 | 13332.8796 | 13730.368 | 14158.6239 | 14619.86 | 15116.445 | 15650.9145 | 16225.983 | 16844.5559 | 2043.3403
Federal Tax Rate | 35% | 35% | 35% | 35% | 35% | 35% | 35% | 35% | 35% | 35% | 35% | 35% | 35% | 35% | 35% | 35% | 35% | 35% | 35% | 35% | 35% | 35% | 35% | 35% | 35% | 35% | 35% | 35% | 35% | 35% | 35%
Federal Tax Expense/ (Benefit) | -1811.0712 | -3949.2898 | -3268.6966 | -2654.306 | -2092.1579 | -944.7349 | -363.8885 | -328.7317 | -276.0626 | -233.128 | -172.104 | -120.1965 | -49.5375 | 12.714 | 94.4764 | 2205.5333 | 4323.2092 | 4417.9788 | 4203.9403 | 4306.7587 | 4417.7262 | 4537.4323 | 4666.5079 | 4805.6288 | 4955.5184 | 5116.951 | 5290.7558 | 5477.8201 | 5679.094 | 5895.5946 | 715.1691
Beginning NOL's | 0 | 1811.0712 | 5760.361 | 9029.0577 | 11683.3637 | 13775.5216 | 14720.2564 | 15084.1449 | 15412.8766 | 15688.9392 | 15922.0671 | 16094.1711 | 16214.3676 | 16263.9051 | 16251.191 | 16156.7147 | 12247.3006 | 7924.0914 | 0 | 0 | 0 | 0 | 0 | 0 | 0 | 0 | 0 | 0 | 0 | 0 | 0
New NOL's | 1811.0712 | 3949.2898 | 3268.6966 | 2654.306 | 2092.1579 | 944.7349 | 363.8885 | 328.7317 | 276.0626 | 233.128 | 172.104 | 120.1965 | 49.5375 | 0 | 0 | 0 | 0 | 0 | 0 | 0 | 0 | 0 | 0 | 0 | 0 | 0 | 0 | 0 | 0 | 0 | 0
Expired NOLs | 0 | 0 | 0 | 0 | 0 | 0 | 0 | 0 | 0 | 0 | 0 | 0 | 0 | 0 | 0 | -1703.8808 | 0 | 0 | 0 | 0 | 0 | 0 | 0 | 0 | 0 | 0 | 0 | 0 | 0 | 0 | 0
NOL Utilization (15 years) | 0 | 0 | 0 | 0 | 0 | 0 | 0 | 0 | 0 | 0 | 0 | 0 | 0 | -12.714 | -94.4764 | -2205.5333 | -4323.2092 | -4417.9788 | 0 | 0 | 0 | 0 | 0 | 0 | 0 | 0 | 0 | 0 | 0 | 0 | 0
Ending NOL's | 1811.0712 | 5760.361 | 9029.0577 | 11683.3637 | 13775.5216 | 14720.2564 | 15084.1449 | 15412.8766 | 15688.9392 | 15922.0671 | 16094.1711 | 16214.3676 | 16263.9051 | 16251.191 | 16156.7147 | 12247.3006 | 7924.0914 | 3506.1126 | 0 | 0 | 0 | 0 | 0 | 0 | 0 | 0 | 0 | 0 | 0 | 0 | 0
TOTAL STATE TAXES UTILIZING NOLs | 0 | 0 | 0 | 0 | 0 | 0 | 0 | 0 | 0 | 0 | 0 | 0 | 0 | 0 | 0 | 0 | 0 | 0 | 4203.9403 | 4306.7587 | 4417.7262 | 4537.4323 | 4666.5079 | 4805.6288 | 4955.5184 | 5116.951 | 5290.7558 | 5477.8201 | 5679.094 | 5895.5946 | 715.1691

## IDC
PROJECT NAME: Homestead, Florida
IDC CALCULATIONS
Total Construction & Other Costs (000$): |  | 17905.426
No. of Construction Months: |  | 7
Interest During Construction: |  | 7% | 0.01944%
|  | Annual | Daily (360-Day)
|  |  | Turbine Cost | Construction &
IDC Calculations |  |  | including Carry | Other Cost | Principal | Balance | Interest | Cum. Interest
Month | Date | % Drawn | (000$) | (000$) | (000$) | (000$) | (000$) | (000$)
1 | 2000-04-01 | 17% | 85562.6976 | 3043.9224 | 88606.6201 | 88606.6201 | 0 | 0
2 | 2000-05-01 | 12% | 0 | 2148.6511 | 2148.6511 | 91272.1431 | 516.872 | 516.872
3 | 2000-06-01 | 12% | 0 | 2148.6511 | 2148.6511 | 93970.9625 | 550.1682 | 1067.0401
4 | 2000-07-01 | 14% | 0 | 2506.7596 | 2506.7596 | 97025.886 | 548.1639 | 1615.2041
5 | 2000-08-01 | 13% | 0 | 2327.7054 | 2327.7054 | 99938.4419 | 584.8505 | 2200.0546
6 | 2000-09-01 | 12% | 0 | 2148.6511 | 2148.6511 | 102689.4997 | 602.4067 | 2802.4613
7 | 2000-10-01 | 10% | 0 | 1790.5426 | 1790.5426 | 105079.0644 | 599.0221 | 3401.4834
8 | 2000-11-01 | 10% | 0 | 1790.5426 | 1790.5426 | 107503.0003 | 633.3932 | 4034.8766
9 | 2000-12-01 | 0% | 0 | 0 | 0 | 107503.0003 | 0 | 4034.8766
10 | 2001-01-01 | 0% | 0 | 0 | 0 | 107503.0003 | 0 | 4034.8766
11 | 2001-02-01 | 0% | 0 | 0 | 0 | 107503.0003 | 0 | 4034.8766
12 | 2001-03-01 | 0% | 0 | 0 | 0 | 107503.0003 | 0 | 4034.8766
13 | 2001-04-01 | 0% | 0 | 0 | 0 | 107503.0003 | 0 | 4034.8766
14 | 2001-05-01 | 0% | 0 | 0 | 0 | 107503.0003 | 0 | 4034.8766
15 | 2001-06-01 | 0% | 0 | 0 | 0 | 107503.0003 | 0 | 4034.8766
16 | 2001-07-01 | 0% | 0 | 0 | 0 | 107503.0003 | 0 | 4034.8766
17 | 2001-08-01 | 0% | 0 | 0 | 0 | 107503.0003 | 0 | 4034.8766
18 | 2001-09-01 | 0% | 0 | 0 | 0 | 107503.0003 | 0 | 4034.8766
19 | 2001-10-01 | 0% | 0 | 0 | 0 | 107503.0003 | 0 | 4034.8766
|  | 100% | 85562.6976 | 17905.426 | 103468.1236 |  | 4034.8766
TURBINE DELIVERY SCHEDULE
*Rough Estimate by Bruce Golden. Please double-check for deal specific
[6 empty] | Turbine No. | 2 | 3 | 4 | 5 | 6
Unit | Turbines | Delivery | LD'S |  | Month | No. of Months | 6 | 6.5 | 7 | 7.5 | 8
Number | Delivered | Schedule | Enforced On |  | 1 |  | 17% | 17% | 17% | 17% | 17%
1-3 | 3 | 2000-07-30 | 2000-10-30 |  | 2 |  | 16% | 16% | 12% | 12% | 12%
4-6 | 3 | 2000-08-30 | 2000-10-30 |  | 3 |  | 16% | 13% | 12% | 12% | 12%
7-8 | 2 | 2000-09-30 | 2000-10-30 |  | 4 |  | 16% | 16% | 14% | 14% | 14%
9-11 | 3 | 2000-10-30 | 2000-10-30 |  | 5 |  | 17% | 16% | 18% | 13% | 13%
12-13 | 2 | 2000-11-30 | 2000-11-30 |  | 6 |  | 18% | 12% | 12% | 12% | 12%
14-15 | 2 | 2000-12-30 | 2000-12-30 |  | 7 |  | 0% | 10% | 15% | 10% | 10%
16-18 | 3 | 2000-01-30 | 2000-01-30 |  | 8 |  | 0% | 0% | 0% | 10% | 10%
19-20 | 2 | 2001-02-28 | 2001-02-28 |  | 9 |  | 0% | 0% | 0% | 0% | 0%
21-22 | 2 | 2001-03-30 | 2001-03-30 |  | 10 |  | 0% | 0% | 0% | 0% | 0%
23-24 | 2 | 2001-04-30 | 2001-04-30 |  | 11 |  | 0% | 0% | 0% | 0% | 0%
[5 empty] | 12 |  | 0% | 0% | 0% | 0% | 0%
[5 empty] | 13 |  | 0% | 0% | 0% | 0% | 0%
Summary (000$): |  |  |  |  | 14 |  | 0% | 0% | 0% | 0% | 0%
Basis Per Turbine |  |  | 13950 |  | 15 |  | 0% | 0% | 0% | 0% | 0%
Carry Cost Per Turbine |  |  | 289.6163 |  | Sum |  | 100% | 100% | 100% | 100% | 100%
WestLB Structuring, Restructuring & Legal Fees |  |  | 20.8333
Total Price |  |  | 14260.4496