## Internal
SMUD - Solano 34.50 MW Project |  |  |  |  | 1 | 2 | 3 | 4 | 5 | 6 | 7 | 8 | 9 | 10 | 11 | 12 | 13 | 14 | 15 | 16 | 17 | 18 | 19 | 20 | 21 | 22 | 23 | 24 | 25 | 26 | 27 | 28 | 29 | 30 | 31
Internal Assumption Sheet |  |  |  |  | 2002 | 2003 | 2004 | 2005 | 2006 | 2007 | 2008 | 2009 | 2010 | 2011 | 2012 | 2013 | 2014 | 2015 | 2016 | 2017 | 2018 | 2019 | 2020 | 2021 | 2022 | 2023 | 2024 | 2025 | 2026 | 2027 | 2028 | 2029 | 2030 | 2031 | 2032
ENRON WIND CORP |  |  |  |  | 1 2002: C:\Users\Felienne\Enron\EnronSpreadsheets\[david_delainey__8061__SMUD 34.5 MW 6-12-00_EddieM_Breakeven.xlsx]Internal
2014-09-03 16:48
40423.7003
BlankExcel_Index_6.1 beta
WIND TURBINES
TZ 1.5
WTG RATED CAPACITY |  |  |  |  | 1 2002: 1500
WTG NUMBER |  | 23 |  |  | 1 2002: 23
WTG COST |  | 34.5 |  |  | 1 2002: 772.505; 3 2004: per Peder Hansen 5/16/00 fax, items 1.0 + 2.0 + 7.0
WTG COST ADDITIONS
WTG TOTAL COST |  |  |  | 0 | 1 2002: 772.505; 2 2003: 0
WTG MARK UP |  |  |  | 130% | 1 2002: 105%; 2 2003: 130%
WTG TOTAL PRICE |  |  |  | 18655.9958
WTG TOTAL NET GAIN |  |  |  | 888.3808
TOWERS
TOWER TYPE |  |  |  |  | 1 2002: 65M Tube
TOWER COST |  |  |  |  | 1 2002: 122
TOWER MARK-UP |  |  |  | 107% | 1 2002: 107%; 2 2003: 107%
TOWER TOTAL PRICE |  |  |  | 3002.42 | 1 2002: Total to Assum Sheet
TOTAL TOWER NET GAIN |  |  |  | 196.42
WTG AND CONSTRUCTION COSTS
TURBINE ACQUISITION COST: |  |  |  | PER WTG | 1 2002: AGGREGATE $(000)
TURBINE PRICE |  |  |  | 811.1303 | 1 2002: 18655.9958
TOWER |  |  |  | 130.54 | 1 2002: 3002.42
WTG FREIGHT |  |  |  | 6.68 | 1 2002: 153.64; 2 2003: per Rudnick quote + $1K
BLADE FREIGHT |  |  |  | 25.725 | 1 2002: 591.675; 2 2003: per Rudnick quote
TOWER FREIGHT |  |  |  | 17.735 | 1 2002: 407.905; 2 2003: per Rudnick quote
SERVICE OPTIONS |  |  |  | 2 | 1 2002: 46
SALES TAX |  | TAX RATE | 7.25% |  | 1 2002: 1570.2351; 2 2003: Rate X WTG, Tower, Scada - TBD by State and County
TOTAL TURBINE ACQUISITION COST: |  |  |  | 993.8102 | 1 2002: 24427.8709
TURBINE INSTALLATION COST: |  |  |  | PER WTG | 1 2002: AGGREGATE $(000); 2 2003: Input either Per WTG or Aggregate but manually make sure the other is solved correctly using # WTGs
MANUFACTURING COSTS |  |  |  | 0 | 1 2002: 0; 2 2003: per Eli Bosco, 5/10/00
CIVIL COSTS |  |  |  | 110.78 | 1 2002: 2547.939
MECHANICAL/ERECTION |  |  |  | 65.7556 | 1 2002: 1512.378
ELECTRICAL DISTRIBUTION |  |  |  | 99.7967 | 1 2002: 2295.324
ENGINEERING |  |  |  | 16.4391 | 1 2002: 378.1
O&M BLDG |  |  |  | 6.0652 | 1 2002: 139.5
FACILITY STARTUP |  |  |  | 7.0075 | 1 2002: 161.173
SUB TOTAL CONSTRUCTION COSTS |  |  |  | 305.8441 | 1 2002: 7034.414
SUBSTATION |  |  |  | 52.1739 | 1 2002: 1200
INTERCONNECT |  |  |  | 0 | 1 2002: 0
INTERCONNECT - UTILITY TIE-IN |  |  |  | 0 | 1 2002: 0
SUB TOTAL CONNECTION COSTS |  |  |  | 52.1739 | 1 2002: 1200; 2 2003: 8234.414
OTHER CONSTRUCTION COSTS:
SUPERVISION |  |  |  | 0 | 1 2002: 0
GENERAL |  |  |  | 11.2009 | 1 2002: 257.62
PERMITS, BONDS, FAA LIGHTING |  |  |  | 0 | 1 2002: 0
CONSTRUCTION SALES TAX |  |  |  | 0 | 1 2002: 0
CONSTRUCTION OVERHEAD |  |  |  | 15.3439 | 1 2002: 352.909
SUB TOTAL OTHER CONSTRUCTION COST |  |  |  | 26.5447 | 1 2002: 610.529
CONSTRUCTION BEFORE PROFIT & CONTIGENTS |  |  |  | 384.5627 | 1 2002: 8844.943
CONTINGENCY |  |  |  |  | 1 2002: 884.494; 2 2003: TDB Construction Estimate
INFLATION CONTINGENCY | 2.4% |  |  |  | 1 2002: 212.2786
PROFIT MARGIN | 10% |  |  | 38.4563 | 1 2002: 884.4943; 2 2003: TDB Construction Estimate
TOTAL CONSTRUCTION COSTS |  |  |  | 470.7048 | 1 2002: 10826.2099
DEVELOPMENT COSTS
Total Margins
EPC WRAP FEE TO PRIMARY FACILITY COST |  |  |  |  | 1 2002: 0; 2 2003: TBD; 3 2004: 13%; 5 2006: -79.7436
EWC DEVELOPER FEE - MANUAL |  |  |  |  | 1 2002: 550; 2 2003: TBD
EWC DEVELOPER FEE - "GEC" CALCULATED |  |  |  |  | 1 2002: -2049.0386
DEVELOPER FEE SWITCH (manual=0 calc'd=1 ) |  |  |  |  | 1 2002: 1; 2 2003: >>>>>>>>
EWC DEVELOPER FEE TO PRIMARY FACILITY COST |  |  |  |  | 1 2002: -2049.0386
PRIMARY FACILITY COSTS
|  |  |  | $TOTAL (000) | 1 2002: % OF TOTAL USES; 2 2003: $ PER KW; 3 2004: PER WTG; 7 2008: Depreciation & Amort Colour Key
TURBINE PRICE |  |  |  | 18655.9958 | 1 2002: 47.75%; 2 2003: 540.7535; 3 2004: 811.1303; 5 2006: TURBINE PRICE; 7 2008: FACILITY DEPRECIABLE BASE
SHIPPING - WTG & BLADES |  |  |  | 745.315 | 1 2002: 1.908%; 2 2003: 21.6033; 3 2004: 32.405; 5 2006: SHIPPING - WTG & BLADES; 7 2008: SPLIT AMONG SEVERAL AMORT
TOWER |  |  |  | 3002.42 | 1 2002: 7.685%; 2 2003: 87.0267; 3 2004: 130.54; 5 2006: TOWER; 7 2008: LIFE OF LOAN AMORT TERM
TOWER FREIGHT |  |  |  | 407.905 | 1 2002: 1.044%; 2 2003: 11.8233; 3 2004: 17.735; 5 2006: TOWER FREIGHT; 7 2008: LIFE OF PROJECT AMORT YEARS
SERVICE OPTIONS |  |  |  | 46 | 1 2002: 0.1177%; 2 2003: 1.3333; 3 2004: 2; 5 2006: SERVICE OPTIONS
SALES TAX |  |  |  | 1570.2351 | 1 2002: 4.019%; 2 2003: 45.5141; 3 2004: 68.2711; 5 2006: SALES TAX
MANUFACTURING COSTS |  |  |  | 0 | 1 2002: 0%; 2 2003: 0; 3 2004: 0; 5 2006: MANUFACTURING COSTS
CIVIL COSTS |  |  |  | 2547.939 | 1 2002: 6.522%; 2 2003: 73.8533; 3 2004: 110.78; 5 2006: CIVIL COSTS
MECHANICAL/ERECTION |  |  |  | 1512.378 | 1 2002: 3.871%; 2 2003: 43.837; 3 2004: 65.7556; 5 2006: MECHANICAL/ERECTION
ELECTRICAL DISTRIBUTION |  |  |  | 2295.324 | 1 2002: 5.875%; 2 2003: 66.5311; 3 2004: 99.7967; 5 2006: ELECTRICAL DISTRIBUTION
ENGINEERING |  |  |  | 378.1 | 1 2002: 0.9678%; 2 2003: 10.9594; 3 2004: 16.4391; 5 2006: ENGINEERING
O&M BLDG |  |  |  | 139.5 | 1 2002: 0.3571%; 2 2003: 4.0435; 3 2004: 6.0652; 5 2006: O&M BLDG
FACILITY STARTUP |  |  |  | 161.173 | 1 2002: 0.4126%; 2 2003: 4.6717; 3 2004: 7.0075; 5 2006: FACILITY STARTUP
INTERCONNECTION COSTS |  |  |  | 1200 | 1 2002: 3.072%; 2 2003: 34.7826; 3 2004: 52.1739; 5 2006: INTERCONNECTION COSTS
OTHER CONSTRUCTION COSTS |  |  |  | 610.529 | 1 2002: 1.563%; 2 2003: 17.6965; 3 2004: 26.5447; 5 2006: OTHER CONSTRUCTION COSTS
CONTINGENCY |  |  |  | 884.494 | 1 2002: 2.264%; 2 2003: 25.6375; 3 2004: 38.4563
INFLATION CONTINGENCY |  |  |  | 212.2786 | 1 2002: 0.5434%; 2 2003: 6.153; 3 2004: 9.2295
PROFIT MARGIN |  |  |  | 884.4943 | 1 2002: 2.264%; 2 2003: 25.6375; 3 2004: 38.4563; 5 2006: PROFIT MARGIN
EPC WRAP FEE |  |  |  | 0 | 1 2002: 0%; 2 2003: 0; 3 2004: 0; 5 2006: EPC WRAP FEE
EWC DEVELOPER FEE |  |  |  | -2049.0386 | 1 2002: -5.245%; 2 2003: -59.3924; 3 2004: -89.0886; 5 2006: EWC DEVELOPER FEE
PRIMARY FACILITY COST |  |  |  | 33205.0422 | 1 2002: 85%; 2 2003: 962.465; 3 2004: 1443.6975
Security Formula Index - Do not alter these cells
0 |  | securecell1
TZ 1.5 |  | securecell2
0 |  | securecell3
0 |  | securecell4
1500 |  | securecell5
0 |  | securecell6
0 |  | securecell7
23 |  | securecell8
0 |  | securecell9
33205.0422 |  | securecell10
-46 |  | securecell11
SERVICE OPTIONS |  | securecell12
-139.5 |  | securecell13
O&M BLDG |  | securecell14
Data List - Please do not remove
0
1
2
3
4
5
6
7
8
9
10
Internal Assumption Sheet is used for calculations that are internal to EWC only, such as margin and fee calculations.
When presenting a model outside of Enron, secure this model using the SECURE macro button on the Assum sheet.
For models sent to external parties, first calculate the Developer Fee and then manually insert the number and set the switch = 0. Thus the Developer Fee will not bounce around when external users make changes. Make sure any additions to Cash Sources or Uses of Funds are included in the Developer Fee calc
Print Internal
Note on F41: Eddie Moses: per WTG calculations will not be average with mixed WTG configuration
Note on B89: Eddie Moses: Payment for late start due to development delays, is also added to 1st year revenue

## Assum
|  |  | 1 | 2 | 3 | 4 | 5 | 6 | 7 | 8 | 9 | 10 | 11 | 12 | 13 | 14 | 15 | 16 | 17 | 18 | 19 | 20 | 21 | 22 | 23 | 24 | 25 | 26 | 27 | 28 | 29 | 30 | 31
|  |  | 2002 | 2003 | 2004 | 2005 | 2006 | 2007 | 2008 | 2009 | 2010 | 2011 | 2012 | 2013 | 2014 | 2015 | 2016 | 2017 | 2018 | 2019 | 2020 | 2021 | 2022 | 2023 | 2024 | 2025 | 2026 | 2027 | 2028 | 2029 | 2030 | 2031 | 2032
ENRON WIND CORP |  |  | 1 2002: C:\Users\Felienne\Enron\EnronSpreadsheets\[david_delainey__8061__SMUD 34.5 MW 6-12-00_EddieM_Breakeven.xlsx]Internal
2014-09-03 16:48
40423.7003
Light Border is input cell
Dark Border and/or No Border are calculation cell NOT input cell
Light Yellow goes to Sources_Uses sheet
Deep Yellow = CB Distrbution cell (connected for internal RAC process)
Part of an HLOOKUP funtion
PROJECT NAME: |  |  | 2 2003: SMUD - Solano
LOCATION: |  |  | 2 2003: California
EXCHANGE RATE Local Currency = | bar: 1 2002 to 2 2003
PROJECT DURATION (YRS): |  |  | 2 2003: 20
[6 empty] | 99.72% | 1ST YEAR % PRODUCTION
PROJECT START DATE |  |  | 2 2003: 2002-01-01; 4 2005: 100%; 5 2006: QUARTER PRODUCTION START
END OF FIRST YEAR DATE |  |  | 2 2003: 2002-12-31; 4 2005: 2002; 5 2006: BEGINNING YEAR FOR PRODUCTION
[6 empty] | 0 | TZ 1.5 | 0
[6 empty] | 0 | 1500 | 0
WTG NUMBER & TYPE: |  |  | 2 2003: 23; 3 2004: <<<<<<<<<<<<<<<<<<<<<; 4 2005: 0; 5 2006: 23; 6 2007: 0
PROJECT CAPACITY (MW): |  |  | 2 2003: 34.5
FACILITY COST |  |  | 1 2002: PER WTG; 2 2003: AGGREGATE $(000)
PRIMARY FACILITY COSTS
WTG ACQUISITION, CONSTRUCTION, & DEVELOPMENT |  |  | 1 2002: 1443.6975; 2 2003: 33205.0422
SECONDARY FACILITY COSTS
PREDEVELOPMENT EXPENSES |  |  | 2 2003: 2002; 4 2005: 2001; 5 2006: 2000; 6 2007: 1999; 7 2008: 1998
ANEMOMETRY |  |  | 2 2003: 0; 3 2004: TBD <<<<<<<<<; 4 2005: 0; 7 2008: 0
ALTA AND AS-BUILT SURVEYS, SITE |  |  | 2 2003: 138; 3 2004: default per JH 1/9/00; 4 2005: 138
ENGINEERING & CONSULTING |  |  | 2 2003: 103.5; 3 2004: default per JH 1/9/00; 4 2005: 103.5; 7 2008: 0
ENVIRONMENTAL, AVIAN & NOISE STUDIES |  |  | 2 2003: 138; 3 2004: default per JH 1/9/00; 4 2005: 138; 7 2008: 0
DEVELOPMENT STAFF INCENTIVE |  |  | 2 2003: 0; 3 2004: see guidlines per BGates; 4 2005: 0
LEGAL PREDEV |  |  | 2 2003: 0; 3 2004: TBD <<<<<<<<<; 4 2005: 0; 7 2008: 0
ACQUISITION COSTS |  |  | 2 2003: 0; 3 2004: TBD <<<<<<<<<; 4 2005: 0; 7 2008: 0
LOBBYING AND PROMOTION |  |  | 2 2003: 34.5; 3 2004: default per JH 1/9/00; 4 2005: 34.5
LAND RESOURCE |  |  | 2 2003: 0; 3 2004: TBD <<<<<<<<<; 4 2005: 0; 7 2008: 0
PERMITTING FEES |  |  | 2 2003: 0; 3 2004: TBD <<<<<<<<<; 4 2005: 0; 7 2008: 0
POWER CURVE TESTING |  |  | 2 2003: 0; 3 2004: TBD <<<<<<<<<; 4 2005: 0; 7 2008: 0
PREDEVELOPMENT OVERHEAD ALLOCATION |  |  | 2 2003: 200; 3 2004: default per JH 1/9/00; 4 2005: 200; 7 2008: 0
WIND RESOURCE |  |  | 2 2003: 99; 3 2004: default per JH 1/9/00; 4 2005: 99
DEDICATION COSTS |  |  | 2 2003: 50; 3 2004: default per JH 1/9/00; 4 2005: 50
ESTIMATED TO CLOSE/CONTINGENCY |  |  | 2 2003: 250; 3 2004: default per JH 1/9/00; 4 2005: 250; 7 2008: 0
PREDEVELOPMENT EXPENSES TOTAL |  |  | 1 2002: 44.0435; 2 2003: 1013
[6 empty] | CONSTRUCTION INSURANCE |  | 34500 | Basis PD |  | CONSTRUCTION LOAN TERMS:
[8 empty] | 6122.3568 | Basis BI |  | # MONTHS FOR CONSTRUCTION |  |  | 4 | TBD | 0.075447 | 2001-11-01
[6 empty] | ANNUALIZED | RATES |  |  |  | BASE INTEREST RATE |  |  | 7.545% |  |  | as of 5/17/00
CONSTRUCTION EXPENSES |  |  | 4 2005: 41.4; 5 2006: 0.12; 6 2007: cents/$100; 7 2008: PROPERTY (Basis PD); 9 2010: SPREAD OVER BASE RATE; 12 2013: 2%
CONSTRUCTION INSURANCE |  |  | 2 2003: 95.391; 3 2004: per Jane Gibbs 5/11/00; 4 2005: 9.1835; 5 2006: 0.15; 6 2007: cents/$100; 7 2008: BUSINESS INTERRUPT (Basis BI); 9 2010: TOTAL INTEREST RATE; 12 2013: 9.545%
INTEREST DURING CONSTRUCTION |  |  | 2 2003: 709.6101; 3 2004: >>>> SEE BOX >>>>; 4 2005: 5; 5 2006: 5; 6 2007: $000/Year; 7 2008: DELAY IN STARTUP; 9 2010: AVERAGE BALANCE OUTSTANDING; 12 2013: 65%; 13 2014: TBD - standard estimate
EPC WARRANTY FEE |  |  | 2 2003: 0; 3 2004: Calculation below; 4 2005: 1.61; 5 2006: 0.07; 6 2007: $000/Year/wtg; 7 2008: GENERAL LIABILITY; 9 2010: CONST. INTEREST - (IF FIXED); 12 2013: 0; 13 2014: TBD - standard estimate
CONSTRUCTION EXPENSES TOTAL |  |  | 1 2002: 35; 2 2003: 805.0011; 4 2005: 8.1245; 5 2006: 0.02; 6 2007: cents/$100; 7 2008: BOILER & MACHINERY (Basis PD+BI)
[6 empty] | 65.318 | ANNUALIZED CONST. INSURANCE
CLOSING EXPENSES |  |  | 4 2005: 33.33%; 5 2006: Default - connected to Assum:Months Construction / 12
LEGAL CLOSING |  |  | 2 2003: 1300; 3 2004: see note
BANKING DUE DILIGENCE EXPENSES |  |  | 2 2003: 100; 3 2004: see note
INDEPENDENT ENGINEER |  |  | 2 2003: 40; 3 2004: see note; 4 2005: Note: legal, financing fees, bank monitor, due diliigence and other equity closing costs
INSURANCE CONSULTANT FEES |  |  | 2 2003: 25; 3 2004: default per JH 1/9/00; 4 2005: $300 K minimum + $15K per MW over 5 MW to a maximum of $2 million
INITIAL WORKING CAPITAL |  |  | 2 2003: 197.5; 3 2004: default per JH 1/9/00
LAND USE PAYMENT TO SMUD |  |  | 2 2003: 1500; 3 2004: TBD; 4 2005: Predevelopment and closing costs checked by Al Davies 5/10/00 and deemed "OK"
EQUITY CLOSING EXPENSES |  |  | 2 2003: 0; 3 2004: see note
UTILITY INTERCONNECT COSTS |  |  | 2 2003: 0; 3 2004: TBD
EQUITY FEE | 26000 | 2% | 1 2002: per Jay Godfrey 5/12/00; 2 2003: 520; 3 2004: per Jay Godfrey 5/12/00
LIQUIDATED DAMAGES |  |  | 2 2003: 0; 3 2004: TBD
TITLE INSURANCE |  |  | 2 2003: 172.5; 3 2004: default per JH 1/9/00
SR DEBT ARRANGEMENT FEE | 12580.8341 | 1.5% | 1 2002: per Jay Godfrey 5/12/00; 2 2003: 188.7125; 3 2004: see note
JR DEBT ARRANGEMENT FEE | 0 | 2% | 2 2003: 0; 3 2004: see note
CLOSING EXPENSES TOTAL |  |  | 1 2002: 175.8136; 2 2003: 4043.7125
TOTAL PROJECT |  |  | 1 2002: 1698.5546; 2 2003: 39066.7558; 3 2004: Check Total Uses; 4 2005: 39066.7558
CAPACITY FACTOR
kWh |  |  | 1 2002: 139405.3; 2 2003: per Rich Simon 3/9/00
RATED CAPACITY kWh |  |  | 1 2002: 302220
CAPACITY FACTOR |  |  | 1 2002: 46.13%
|  |  | 1 | 2 | 3 | 4 | 5 | 6 | 7 | 8 | 9 | 10 | 11 | 12 | 13 | 14 | 15 | 16 | 17 | 18 | 19 | 20 | 21 | 22 | 23 | 24 | 25 | 26 | 27 | 28 | 29 | 30 | 31
|  |  | 2002 | 2003 | 2004 | 2005 | 2006 | 2007 | 2008 | 2009 | 2010 | 2011 | 2012 | 2013 | 2014 | 2015 | 2016 | 2017 | 2018 | 2019 | 2020 | 2021 | 2022 | 2023 | 2024 | 2025 | 2026 | 2027 | 2028 | 2029 | 2030 | 2031 | 2032
GROSS: |  |  | 46.13% | 46.13% | 46.13% | 46.13% | 46.13% | 46.13% | 46.13% | 46.13% | 46.13% | 46.13% | 46.13% | 46.13% | 46.13% | 46.13% | 46.13% | 46.13% | 46.13% | 46.13% | 46.13% | 46.13% | 46.13% | 46.13% | 46.13% | 46.13% | 46.13% | 46.13% | 46.13% | 46.13% | 46.13% | 46.13% | 46.13%
TOPOGRAPHIC ENHANCEMENT | bar: 46.13% 1 2002 to 46.13% 31 2032
WAKE REDUCTION |  |  | -2% | -2% | -2% | -2% | -2% | -2% | -2% | -2% | -2% | -2% | -2% | -2% | -2% | -2% | -2% | -2% | -2% | -2% | -2% | -2% | -2% | -2% | -2% | -2% | -2% | -2% | -2% | -2% | -2% | -2% | -2%
LINE LOSS REDUCTION |  |  | -2% | -2% | -2% | -2% | -2% | -2% | -2% | -2% | -2% | -2% | -2% | -2% | -2% | -2% | -2% | -2% | -2% | -2% | -2% | -2% | -2% | -2% | -2% | -2% | -2% | -2% | -2% | -2% | -2% | -2% | -2%
ICING REDUCTION | bar: 46.13% 1 2002 to 46.13% 31 2032
BLADE CONTAMINATION |  |  | -1% | -1% | -1% | -1% | -1% | -1% | -1% | -1% | -1% | -1% | -1% | -1% | -1% | -1% | -1% | -1% | -1% | -1% | -1% | -1% | -1% | -1% | -1% | -1% | -1% | -1% | -1% | -1% | -1% | -1% | -1%
AVAILABILITY REDUCTION |  |  | -3% | -3% | -3% | -3% | -3% | -3% | -3% | -3% | -3% | -3% | -3% | -3% | -3% | -3% | -3% | -3% | -3% | -3% | -3% | -3% | -3% | -3% | -3% | -3% | -3% | -3% | -3% | -3% | -3% | -3% | -3%
TURBULANCE |  |  | -1% | -1% | -1% | -1% | -1% | -1% | -1% | -1% | -1% | -1% | -1% | -1% | -1% | -1% | -1% | -1% | -1% | -1% | -1% | -1% | -1% | -1% | -1% | -1% | -1% | -1% | -1% | -1% | -1% | -1% | -1%
OTHER ADJUSTMENTS | bar: 46.13% 1 2002 to 46.13% 31 2032
NET: |  |  | 42.12% | 42.12% | 42.12% | 42.12% | 42.12% | 42.12% | 42.12% | 42.12% | 42.12% | 42.12% | 42.12% | 42.12% | 42.12% | 42.12% | 42.12% | 42.12% | 42.12% | 42.12% | 42.12% | 42.12% | 42.12% | 42.12% | 42.12% | 42.12% | 42.12% | 42.12% | 42.12% | 42.12% | 42.12% | 42.12% | 42.12%
RAROC VARIANCE - TOTAL PRODUCTION |  |  | 100% | 100% | 100% | 100% | 100% | 100% | 100% | 100% | 100% | 100% | 100% | 100% | 100% | 100% | 100% | 100% | 100% | 100% | 100% | 100% | 100% | 100% | 100% | 100% | 100% | 100% | 100% | 100% | 100% | 100% | 100%
PROJECT TOTAL PRODUCTION (MWh) |  |  | 127283.9254 | 127283.9254 | 127283.9254 | 127283.9254 | 127283.9254 | 127283.9254 | 127283.9254 | 127283.9254 | 127283.9254 | 127283.9254 | 127283.9254 | 127283.9254 | 127283.9254 | 127283.9254 | 127283.9254 | 127283.9254 | 127283.9254 | 127283.9254 | 127283.9254 | 127283.9254 | 127283.9254 | 127283.9254 | 127283.9254 | 127283.9254 | 127283.9254 | 127283.9254 | 127283.9254 | 127283.9254 | 127283.9254 | 127283.9254 | 127283.9254
OPERATING REVENUE | 13% |  | 1 | 2 | 3 | 4 | 5 | 6 | 7 | 8 | 9 | 10 | 11 | 12 | 13 | 14 | 15 | 16 | 17 | 18 | 19 | 20 | 21 | 22 | 23 | 24 | 25 | 26 | 27 | 28 | 29 | 30 | 31
| per Eddie Moses 5/16/00 |  | 2002 | 2003 | 2004 | 2005 | 2006 | 2007 | 2008 | 2009 | 2010 | 2011 | 2012 | 2013 | 2014 | 2015 | 2016 | 2017 | 2018 | 2019 | 2020 | 2021 | 2022 | 2023 | 2024 | 2025 | 2026 | 2027 | 2028 | 2029 | 2030 | 2031 | 2032
BID PRICE | 0.0291 |  | 0.0291 | 0.0291 | 0.0291 | 0.0291 | 0.0291 | 0.0291 | 0.0291 | 0.0291 | 0.0291 | 0.0291 | 0.0291 | 0.0291 | 0.0291 | 0.0291 | 0.0291 | 0.0291 | 0.0291 | 0.0291 | 0.0291 | 0.0291 | 0.0291 | 0.0291 | 0.0291 | 0.0291 | 0.0291 | 0.0291 | 0.0291 | 0.0291 | 0.0291 | 0.0291 | 0.0291
DEFAULT RATE |  |  | 0.025 | 0.025 | 0.025 | 0.025 | 0.025 | 0.025 | 0.025 | 0.025 | 0.025 | 0.025 | 0.025 | 0.025 | 0.025 | 0.025 | 0.025 | 0.025 | 0.025 | 0.025 | 0.025 | 0.025 | 0.025 | 0.025 | 0.025 | 0.025 | 0.025 | 0.025 | 0.025 | 0.025 | 0.025 | 0.025 | 0.025
OTHER ADDITIONS |  |  | 1 2002: 0
RATE TO CASHFLOW - BEFORE TIME OF YEAR ADJUSTMENT |  |  | 0.0291 | 0.0291 | 0.0291 | 0.0291 | 0.0291 | 0.0291 | 0.0291 | 0.0291 | 0.0291 | 0.0291 | 0.0291 | 0.0291 | 0.0291 | 0.0291 | 0.0291 | 0.0291 | 0.0291 | 0.0291 | 0.0291 | 0.0291 | 0.0291 | 0.0291 | 0.0291 | 0.0291 | 0.0291 | 0.0291 | 0.0291 | 0.0291 | 0.0291 | 0.0291 | 0.0291
Project Switches to Default beginning Year |  |  | 1 2002: 2045
|  |  | PRECEEDING YEAR | CURRENT YEAR
TIME OF YEAR ADJUSTMENT -- DO NOT ALTER |  |  | 1 2002: 0.2778%; 2 2003: 99.72%
20 YR LEVELIZED PAYMENTS -- @ NPV |  | 8.25% | 1 2002: 0.0291
WORKING CAP/MINIMUM CASH BALANCE |  |  | 1 2002: 197.5; 2 2003: Default = Working Capital-Other Facility Costs
OTHER REVENUE |  |  | 0 | 0 | 0 | 0 | 0 | 0 | 0 | 0 | 0 | 0 | 0 | 0 | 0 | 0 | 0 | 0 | 0 | 0 | 0 | 0 | 0 | 0 | 0 | 0 | 0 | 0 | 0 | 0 | 0 | 0 | 0
LIQUIDATED DAMAGES |  |  | 1 2002: 0; 2 2003: default = Predev Expense above
OPERATING EXPENSES
INFLATION FORECAST YEAR |  |  | 1998 | 1999 | 2000 | 2001 | 2002 | 2003 | 2004 | 2005 | 2006 | 2007 | 2008 | 2009 | 2010 | 2011 | 2012 | 2013 | 2014 | 2015 | 2016 | 2017 | 2018 | 2019 | 2020 | 2021 | 2022 | 2023 | 2024 | 2025 | 2026 | 2027 | 2028 | 2029 | 2030 | 2031
RAROC INFLATION
RAROC GDPIPD
INFLATION RATE FOR OPER. COSTS: CPI - Enron 3/27/00 |  |  | 1.53% | 2.68% | 3.46% | 3.1% | 3% | 2.9% | 2.85% | 2.8% | 2.72% | 2.67% | 2.62% | 2.58% | 2.54% | 2.52% | 2.5% | 2.53% | 2.57% | 2.61% | 2.67% | 2.71% | 2.74% | 2.82% | 2.9% | 3.05% | 3.11% | 3.18% | 3.18% | 3.18% | 3.18% | 3.18% | 3.18% | 3.18% | 3.18% | 3.18%
GDPIPD ESCALATION RATE - Enron 3/27/00 |  |  | 0.88% | 2% | 2.76% | 2.4% | 2.3% | 2.2% | 2.15% | 2.1% | 2.02% | 1.97% | 1.92% | 1.88% | 1.84% | 1.82% | 1.8% | 1.83% | 1.87% | 1.91% | 1.97% | 2.01% | 2.04% | 2.12% | 2.2% | 2.35% | 2.41% | 2.48% | 2.48% | 2.48% | 2.48% | 2.48% | 2.48% | 2.48% | 2.48% | 2.48%
INFLATION RATE TO MODEL |  |  | 1.53% | 2.68% | 3.46% | 3.1% | 3% | 2.9% | 2.85% | 2.8% | 2.72% | 2.67% | 2.62% | 2.58% | 2.54% | 2.52% | 2.5% | 2.53% | 2.57% | 2.61% | 2.67% | 2.71% | 2.74% | 2.82% | 2.9% | 3.05% | 3.11% | 3.18% | 3.18% | 3.18% | 3.18% | 3.18% | 3.18% | 3.18% | 3.18% | 3.18%
GDPIPD ESCALATION RATE TO MODEL |  |  | 0.88% | 2% | 2.76% | 2.4% | 2.3% | 2.2% | 2.15% | 2.1% | 2.02% | 1.97% | 1.92% | 1.88% | 1.84% | 1.82% | 1.8% | 1.83% | 1.87% | 1.91% | 1.97% | 2.01% | 2.04% | 2.12% | 2.2% | 2.35% | 2.41% | 2.48% | 2.48% | 2.48% | 2.48% | 2.48% | 2.48% | 2.48% | 2.48% | 2.48%
INFLATION SWITCH ( 1 = BCI Report 0 = RAROC) |  | 1
|  |  | 1 | 2 | 3 | 4 | 5 | 6 | 7 | 8 | 9 | 10 | 11 | 12 | 13 | 14 | 15 | 16 | 17 | 18 | 19 | 20 | 21 | 22 | 23 | 24 | 25 | 26 | 27 | 28 | 29 | 30 | 31 | 32 | 33 | 34
O&M COST/WTG |  |  | 2002 | 2003 | 2004 | 2005 | 2006 | 2007 | 2008 | 2009 | 2010 | 2011 | 2012 | 2013 | 2014 | 2015 | 2016 | 2017 | 2018 | 2019 | 2020 | 2021 | 2022 | 2023 | 2024 | 2025 | 2026 | 2027 | 2028 | 2029 | 2030 | 2031 | 2032 | 2033 | 2034 | 2035
REGULAR MAINTENANCE |  |  | 11.341 | 11.6699 | 12.0025 | 12.3386 | 12.6742 | 13.0126 | 13.3535 | 13.698 | 14.0459 | 14.3999 | 14.7599 | 15.1333 | 15.5222 | 15.9274 | 16.3526 | 16.7958 | 17.256 | 17.7426 | 18.2572 | 18.814 | 19.3991 | 20.016 | 20.6525 | 21.3093 | 21.9869 | 22.6861 | 23.4075 | 24.1519 | 24.9199 | 25.7123 | 26.53 | 27.3736 | 28.2441 | 29.1423
PARTS REPLACEMENT |  |  | 0 | 0 | 0 | 0 | 0 | 15 | 15.393 | 15.7901 | 16.1912 | 16.5992 | 17.0142 | 17.4447 | 17.893 | 18.36 | 18.8502 | 19.3611 | 19.8915 | 20.4525 | 21.0456 | 21.6875 | 22.362 | 23.0731 | 23.8068 | 24.5639 | 25.345 | 26.151 | 26.9826 | 27.8406 | 28.726 | 29.6394 | 30.582 | 31.5545 | 32.5579 | 33.5933
ELECTRICITY USAGE kWh / WTG / Year |  |  | 1 2002: 8000; 2 2003: TBD
LAND LEASE TERMS |  |  | 1 2002: ROYALTY +; 2 2003: FIXED
YEARS 1-30 |  |  | 1 2002: 0%; 2 2003: 200; 3 2004: per Al Davies 5/10/00
OPERATING TAXES
ENERGY SALES TAX RATE | disconnected | bar: 1 2002 to 34 2035
REAL PROPERTY TAX --- SPACEHOLDER
| Per annum | Minimum
PERSONAL PROPERTY TAX % DEPRECIATION SCHED. | 4% | 32% | 100% | 96% | 92.16% | 88.47% | 84.93% | 81.54% | 78.28% | 75.14% | 72.14% | 69.25% | 66.48% | 63.82% | 61.27% | 58.82% | 56.47% | 54.21% | 52.04% | 49.96% | 47.96% | 46.04% | 44.2% | 42.43% | 40.73% | 39.11% | 37.54% | 36.04% | 34.6% | 33.21% | 32% | 32% | 32% | 32%
PERSONAL PROPERTY TAX |  |  | 1 2002: 1.25%; 2 2003: for Solano County from Jerry Holt 5/10/00
PROPERTY TAX BASIS |  |  | 1 2002: 34500; 2 2003: per Glen Nelson, Senior Assessor, 707-421-6232
INSURANCE EXPENSE BASIS
PD BASIS $ PER MW ESTIMATE |  |  | 1 2002: 1000; 2 2003: Insurable value averages $1000-1200 / MW
PHYSICAL DAMAGE BASIS |  |  | 1 2002: 34500; 2 2003: PD Basis
BUSINESS INTERRUPTION BASIS |  |  | 1 2002: 6122.3568; 2 2003: BI Basis 1st full yr revenue + full yr 1 PTC
OPERATING INSURANCE |  |  | 1 2002: ANNUALIZED; 2 2003: RATES
PROPERTY - PRIMARY & BUS. INT. (Basis PD+BI) |  |  | 1 2002: 20.3112; 2 2003: 0.05; 3 2004: cents/$100; 4 2005: TBD
PROPERTY - EXCESS (Basis PD) |  |  | 1 2002: 48.3; 2 2003: 0.14; 3 2004: cents/$100; 4 2005: TBD
BUSINESS INTERRUPTION - EXCESS (BI) |  |  | 1 2002: 2.4489; 2 2003: 0.04; 3 2004: cents/$100; 4 2005: TBD
BOILER & MACHINERY (Basis PD+BI) |  |  | 1 2002: 16.2489; 2 2003: 0.04; 3 2004: cents/$100; 4 2005: TBD
GENERAL LIABILITY |  |  | 1 2002: 1.748; 2 2003: 0.076; 3 2004: thousands per WTG; 4 2005: TBD
TOTAL OPERATING INSURANCE - ANNUAL |  |  | 1 2002: 101.105; 2 2003: per Jane Gibbs 5/11/00
WARRANTIES & FEES
EPC PAYMENT TO ECM |  |  | 1 2002: 0; 2 2003: 0; 3 2004: 0; 4 2005: 0; 5 2006: 0; 6 2007: 0; 7 2008: 0; 8 2009: 0; 9 2010: 0; 10 2011: 0; 11 2012: 0
EPC PAYMENT TO ZOND CONSTRUCTORS |  |  | 15 | 15 | 15 | 15 | 15 | 0 | 0 | 0 | 0 | 0 | 0 | 0 | 0 | 0 | 0 | 0 | 0 | 0 | 0 | 0 | 0 | 0 | 0 | 0 | 0 | 0 | 0 | 0 | 0 | 0 | 0 | 0 | 0 | 0
TOTAL EPC WARRANTY PAYMENT ----- PER WTG |  |  | 15 | 15 | 15 | 15 | 15 | 0 | 0 | 0 | 0 | 0 | 0 | 0 | 0 | 0 | 0 | 0 | 0 | 0 | 0 | 0 | 0 | 0 | 0 | 0 | 0 | 0 | 0 | 0 | 0 | 0 | 0 | 0 | 0 | 0
NPV OFTOTAL EPC WARRANTY @ DISCOUNT RATE |  | 13% | 1 2002: 1213.4448
FEE SWITCH (1=CASHFLOW FEE : 0=USE OF FUNDS) |  | 1
|  |  | 1 | 2 | 3 | 4 | 5 | 6 | 7 | 8 | 9 | 10 | 11 | 12 | 13 | 14 | 15 | 16 | 17 | 18 | 19 | 20 | 21 | 22 | 23 | 24 | 25 | 26 | 27 | 28 | 29 | 30 | 31
OPERATING EXENSES - TOTALS TO CASHFLOW |  |  | 2002 | 2003 | 2004 | 2005 | 2006 | 2007 | 2008 | 2009 | 2010 | 2011 | 2012 | 2013 | 2014 | 2015 | 2016 | 2017 | 2018 | 2019 | 2020 | 2021 | 2022 | 2023 | 2024 | 2025 | 2026 | 2027 | 2028 | 2029 | 2030 | 2031 | 2032
MAINTENANCE |  |  | 260.843 | 268.4074 | 276.0571 | 283.7867 | 291.5057 | 299.2889 | 307.1302 | 315.0542 | 323.0566 | 331.1976 | 339.4775 | 348.0663 | 357.0116 | 366.3296 | 376.1106 | 386.3032 | 396.8879 | 408.0802 | 419.9145 | 432.7219 | 446.1795 | 460.368 | 475.0077 | 490.113 | 505.6986 | 521.7798 | 538.3724 | 555.4926 | 573.1573 | 591.3837 | 610.1897
NONROUTINE MAINTENANCE |  |  | 0 | 0 | 0 | 0 | 0 | 345 | 354.039 | 363.1732 | 372.3978 | 381.7822 | 391.3268 | 401.2274 | 411.5389 | 422.2801 | 433.5549 | 445.3043 | 457.5056 | 470.4073 | 484.0491 | 498.8126 | 514.3257 | 530.6812 | 547.5569 | 564.9692 | 582.9352 | 601.4725 | 620.5994 | 640.3344 | 660.6971 | 681.7072 | 703.3855
ELECTRICITY USAGE |  |  | 5.3544 | 5.3544 | 5.3544 | 5.3544 | 5.3544 | 5.3544 | 5.3544 | 5.3544 | 5.3544 | 5.3544 | 5.3544 | 5.3544 | 5.3544 | 5.3544 | 5.3544 | 5.3544 | 5.3544 | 5.3544 | 5.3544 | 5.3544 | 5.3544 | 5.3544 | 5.3544 | 5.3544 | 5.3544 | 5.3544 | 5.3544 | 5.3544 | 5.3544 | 5.3544 | 5.3544
LAND PAYMENTS (VARIABLE) |  |  | 0 | 0 | 0 | 0 | 0 | 0 | 0 | 0 | 0 | 0 | 0 | 0 | 0 | 0 | 0 | 0 | 0 | 0 | 0 | 0 | 0 | 0 | 0 | 0 | 0 | 0 | 0 | 0 | 0 | 0 | 0
LAND PAYMENTS (FIXED) |  |  | 200 | 204.6 | 209.1012 | 213.5969 | 218.0824 | 222.4877 | 226.8707 | 231.2266 | 235.5737 | 239.9082 | 244.2745 | 248.6715 | 253.2222 | 257.9574 | 262.8844 | 268.0632 | 273.4513 | 279.0297 | 284.9451 | 291.2139 | 298.0575 | 305.2407 | 312.8106 | 320.5683 | 328.5184 | 336.6657 | 345.015 | 353.5714 | 362.3399 | 371.326 | 380.5348
TOTAL PROPERTY TAX |  |  | 431.25 | 414 | 397.44 | 381.5424 | 366.2807 | 351.6295 | 337.5643 | 324.0617 | 311.0993 | 298.6553 | 286.7091 | 275.2407 | 264.2311 | 253.6618 | 243.5154 | 233.7748 | 224.4238 | 215.4468 | 206.8289 | 198.5558 | 190.6135 | 182.989 | 175.6694 | 168.6427 | 161.897 | 155.4211 | 149.2042 | 143.2361 | 138 | 138 | 138
INSURANCE |  |  | 101.105 | 104.1382 | 107.1582 | 110.2122 | 113.2981 | 116.3798 | 119.4872 | 122.6177 | 125.7813 | 128.9761 | 132.2263 | 135.532 | 138.9609 | 142.5322 | 146.2523 | 150.1572 | 154.2265 | 158.4523 | 162.9207 | 167.6454 | 172.7585 | 178.1313 | 183.7959 | 189.6406 | 195.6712 | 201.8935 | 208.3137 | 214.9381 | 221.7732 | 228.8255 | 236.1022
AUDIT COSTS | Per T.Schoen memo=$20 Audit, $15 Tax |  | 35 | 36.05 | 37.0954 | 38.1527 | 39.2209 | 40.2878 | 41.3634 | 42.4472 | 43.5423 | 44.6483 | 45.7734 | 46.9177 | 48.1048 | 49.3411 | 50.6289 | 51.9806 | 53.3893 | 54.8522 | 56.399 | 58.0346 | 59.8046 | 61.6646 | 63.6255 | 65.6488 | 67.7364 | 69.8904 | 72.113 | 74.4062 | 76.7723 | 79.2136 | 81.7326
SR DEBT ANNUAL AGENCY FEE |  |  | 35 | 36.05 | 37.0954 | 38.1527 | 39.2209 | 40.2878 | 41.3634 | 42.4472 | 43.5423 | 44.6483 | 45.7734 | 46.9177 | 48.1048 | 49.3411 | 50.6289 | 51.9806 | 53.3893 | 0 | 0 | 0 | 0 | 0 | 0 | 0 | 0 | 0 | 0 | 0 | 0 | 0 | 0
JR DEBT ANNUAL AGENCY FEE |  |  | 0 | 0 | 0 | 0 | 0 | 0 | 0 | 0 | 0 | 0 | 0 | 0 | 0 | 0 | 0 | 0 | 0 | 0 | 0 | 0 | 0 | 0 | 0 | 0 | 0 | 0 | 0 | 0 | 0 | 0 | 0
INDEPENDENT ENGINEER |  |  | 15 | 15.45 | 15.898 | 16.3511 | 16.809 | 17.2662 | 17.7272 | 18.1916 | 18.661 | 19.135 | 19.6172 | 20.1076 | 20.6163 | 21.1462 | 21.6981 | 22.2774 | 22.8811 | 0 | 0 | 0 | 0 | 0 | 0 | 0 | 0 | 0 | 0 | 0 | 0 | 0 | 0
DEMOLITION FUND |  |  | 45 | 45 | 45 | 45 | 45 | 45 | 45 | 45 | 45 | 45 | 0 | 0 | 0 | 0 | 0 | 0 | 0 | 0 | 0 | 0 | 0 | 0 | 0 | 0 | 0 | 0 | 0 | 0 | 0 | 0 | 0
RAROC OPEX VARIANCE |  |  | 0 | 0 | 0 | 0 | 0 | 0 | 0 | 0 | 0 | 0 | 0 | 0 | 0 | 0 | 0 | 0 | 0 | 0 | 0 | 0 | 0 | 0 | 0 | 0 | 0 | 0 | 0 | 0 | 0 | 0 | 0
EPC WARRANTY PAYMENT |  |  | 345 | 345 | 345 | 345 | 345 | 0 | 0 | 0 | 0 | 0 | 0 | 0 | 0 | 0 | 0 | 0 | 0 | 0 | 0 | 0 | 0 | 0 | 0 | 0 | 0 | 0 | 0 | 0 | 0 | 0 | 0
EWC MANAGEMENT FEE |  |  | 50 | 51.5 | 52.9935 | 54.5038 | 56.0299 | 57.5539 | 59.0906 | 60.6388 | 62.2033 | 63.7832 | 65.3906 | 67.0253 | 68.7211 | 70.4872 | 72.3269 | 74.2581 | 76.2705 | 78.3603 | 80.57 | 82.9066 | 85.4352 | 88.0922 | 90.8936 | 93.784 | 96.7663 | 99.8435 | 103.0185 | 106.2945 | 109.6747 | 113.1623 | 116.7609
TAXES AND PTC:
FEDERAL TAX |  |  | 1 2002: TOTAL; 2 2003: FEDERAL; 3 2004: STATE
OUTSIDE EQUITY TOTAL EFFECTIVE RATE |  |  | 1 2002: 39.55%; 2 2003: 35%; 3 2004: 7%; 4 2005: 35% per Jay Godfrey 5/12/00
EWC TOTAL EFFECTIVE RATE |  |  | 1 2002: 39.55%; 2 2003: 35%; 3 2004: 7%
|  |  | 1 | 2 | 3 | 4 | 5 | 6 | 7 | 8 | 9 | 10 | 11
MACRS DEPRECIATION SCHEDULE |  |  | 2002 | 2003 | 2004 | 2005 | 2006 | 2007 | 2008 | 2009 | 2010 | 2011 | 2012
MID QUARTERT CONVENTION : Q4 |  |  | 5% | 38% | 22.8% | 13.68% | 10.94% | 9.58% | 0% | 0% | 0% | 0% | 0%
HALF YEAR CONVENTION : Q1-Q3 |  |  | 20% | 32% | 19.2% | 11.52% | 11.52% | 5.76% | 0% | 0% | 0% | 0% | 0%
DEPRECIATION BASIS %
FACILITY DEPRECIABLE BASE |  | 95% | 39.55% 1 2002: MACRS HALFYR; 35% 2 2003: 36925.793
VARIABLE AMORT |  | 0% | 39.55% 1 2002: 10; 35% 2 2003: 0
LIFE OF LOAN AMORT |  | 3% | 39.55% 1 2002: 17; 35% 2 2003: 1166.0777
LIFE OF PROJECT AMORT |  | 2% | 39.55% 1 2002: 20; 35% 2 2003: 777.3851
TOTAL DEPRECIABLE ASSETS |  | 100% | 35% 2 2003: 38869.2558
PTC
FEDERAL PROD. TAX CREDIT (1992 CENTS/kWh) |  |  | 39.55% 1 2002: 0.015
GDP MULTIPLIER YEAR |  | 1999 | 39.55% 1 2002: 1.1269
OTHER ADJUSTMENT FOR LATER START YEAR |  | 2002 | 39.55% 1 2002: 1.0733
FEDERAL PROD. TAX CREDIT CALCULATED |  |  | 0.018143 | 0.018542 | 0.01894 | 0.019338 | 0.019729 | 0.020117 | 0.020504 | 0.020889 | 0.021274 | 0.021661 | 0.022051
FEDERAL PROD. TAX CREDIT - IRS ADJUSTED |  |  | 0.018 | 0.019 | 0.019 | 0.019 | 0.02 | 0.02 | 0.021 | 0.021 | 0.021 | 0.022 | 0.022
DEBT ASSUMPTIONS:
SENIOR DEBT
| TRANCHE A | TRANCHE B | 39.55% 1 2002: TOTAL
BEGINNING BALANCE | 12580.8341 | 0 | 39.55% 1 2002: 12580.8341
TERM OF LOAN | 17 | 0 | bar: 39.55% 1 2002 to 7% 3 2004
COVERAGE RATIO | 148.1% | bar: 39.55% 1 2002 to 7% 3 2004
COVERAGE RATIO + 1 |  |  | 39.55% 1 2002: OUTSIDE; 35% 2 2003: EWC
PAYMENTS PER YEAR | 2 | 2 | 39.55% 1 2002: 12.64%; 35% 2 2003: 12.64%; 7% 3 2004: 10 YR IRR
|  |  | 13% | 13% | 20 YR 1RR
TRANCHE A
SR DEBT TERM |  |  | 39.55% 1 2002: 17; 35% 2 2003: per ECMoses 12June
SR DEBT FINE TUNER | 0.077696 |  | 39.55% 1 2002: 0
DAYS PER YEAR |  |  | 39.55% 1 2002: 360
FIRST PAYMENT DATE |  |  | 39.55% 1 2002: 2002-06-30; 35% 2 2003: Default - 6 month from project start date
2ND PAYMENT DATE |  |  | 39.55% 1 2002: 2002-12-30; 35% 2 2003: Default - 6 month from 1st payment date
1st S.A. PERIOD PRODUCTION WEIGHT FACTOR BY PROJECT YEAR |  |  | 39.55% 1 2002: 50%
PMTS PER YEAR (1=ANNUAL 2=SEMI-ANNUAL) |  |  | 39.55% 1 2002: 2
TRANCHE A COVERAGE RATIO: | per Jay Godfrey 5/12/00 |  | 140% | 140% | 140% | 140% | 140% | 140% | 140% | 140% | 140% | 140% | 140% | 140% | 140% | 140% | 140% | 140% | 140% | 140% | 140% | 140% | 140% | 140% | 140% | 140% | 140% | 140% | 140% | 140% | 140% | 140% | 140% | 140% | 140% | 140% | 140%
BASE INTEREST RATE | Libor 1 Jul 2011 per Enron, 5/17/00 |  | 7.77% | 7.77% | 7.77% | 7.77% | 7.77% | 7.77% | 7.77% | 7.77% | 7.77% | 7.77% | 7.77% | 7.77% | 7.77% | 7.77% | 7.77% | 7.77% | 7.77% | 7.77% | 7.77% | 7.77% | 7.77% | 7.77% | 7.77% | 7.77% | 7.77% | 7.77% | 7.77% | 7.77% | 7.77% | 7.77% | 7.77% | 7.77% | 7.77% | 7.77% | 7.77%
COST TO FIX RATE | per Jay Godfrey 5/12/00 |  | 0.75% | 0.75% | 0.75% | 0.75% | 0.75% | 0.75% | 0.75% | 0.75% | 0.75% | 0.75% | 0.75% | 0.75% | 0.75% | 0.75% | 0.75% | 0.75% | 0.75% | 0.75% | 0.75% | 0.75% | 0.75% | 0.75% | 0.75% | 0.75% | 0.75% | 0.75% | 0.75% | 0.75% | 0.75% | 0.75% | 0.75% | 0.75% | 0.75% | 0.75% | 0.75%
SPREAD | per Jay Godfrey 5/12/00 |  | 1.5% | 1.5% | 1.5% | 1.5% | 1.5% | 1.5% | 1.5% | 1.5% | 1.5% | 1.5% | 1.5% | 1.5% | 1.5% | 1.5% | 1.5% | 1.5% | 1.5% | 1.5% | 1.5% | 1.5% | 1.5% | 1.5% | 1.5% | 1.5% | 1.5% | 1.5% | 1.5% | 1.5% | 1.5% | 1.5% | 1.5% | 1.5% | 1.5% | 1.5% | 1.5%
BANK NET INTEREST RATE: |  |  | 10.02% | 10.02% | 10.02% | 10.02% | 10.02% | 10.02% | 10.02% | 10.02% | 10.02% | 10.02% | 10.02% | 10.02% | 10.02% | 10.02% | 10.02% | 10.02% | 10.02% | 10.02% | 10.02% | 10.02% | 10.02% | 10.02% | 10.02% | 10.02% | 10.02% | 10.02% | 10.02% | 10.02% | 10.02% | 10.02% | 10.02% | 10.02% | 10.02% | 10.02% | 10.02%
TBD per Cutbirth/Gates
|  |  | TRANCHE A | TRANCHE B
TRANCHE WEIGHTING FACTORS |  |  | 39.55% 1 2002: 100%; 35% 2 2003: 0%
TRANCHE B
SR DEBT TERM |  |  | 39.55% 1 2002: 18
SR DEBT FINE TUNER |  |  | 39.55% 1 2002: 0
DAYS PER YEAR |  |  | 39.55% 1 2002: 360
FIRST PAYMENT DATE |  |  | 39.55% 1 2002: 2002-06-30; 35% 2 2003: Default - 6 month from project start date
2ND PAYMENT DATE |  |  | 39.55% 1 2002: 2002-12-30; 35% 2 2003: Default - 6 month from 1st payment date
1st S.A. PERIOD PRODUCTION WEIGHT FACTOR BY PROJECT YEAR |  |  | 39.55% 1 2002: 50%; 35% 2 2003: Default - same as Tranche A
PMTS PER YEAR (1=ANNUAL 2=SEMI-ANNUAL) |  |  | 39.55% 1 2002: 2
TRANCHE B COVERAGE RATIO: | TBD per Cutbirth/Gates |  | 140% | 140% | 140% | 140% | 140% | 140% | 140% | 140% | 140% | 140% | 140% | 140% | 140% | 140% | 140% | 140% | 140% | 140% | 140% | 140% | 140% | 140% | 140% | 140% | 140% | 140% | 140% | 140% | 140% | 140% | 140% | 140% | 140% | 140% | 140%
BASE INTEREST RATE | 3 MONTH LIBOR Bloomberg 9/24/98 |  | 5.5% | 5.5% | 5.5% | 5.5% | 5.5% | 5.5% | 5.5% | 5.5% | 5.5% | 5.5% | 5.5% | 5.5% | 5.5% | 5.5% | 5.5% | 5.5% | 5.5% | 5.5% | 5.5% | 5.5% | 5.5% | 5.5% | 5.5% | 5.5% | 5.5% | 5.5% | 5.5% | 5.5% | 5.5% | 5.5% | 5.5% | 5.5% | 5.5% | 5.5% | 5.5%
COST TO FIX RATE | TBD per Cutbirth/Gates | [12 empty] | 0% | 0% | 0% | 0% | 0% | 0% | 0% | 0% | 0% | 0% | 0% | 0% | 0% | 0% | 0% | 0% | 0% | 0% | 0% | 0% | 0% | 0% | 0% | 0% | bar: 39.55% 1 2002 to 7% 11 2012
SPREAD |  |  | 1.5% | 1.5% | 1.5% | 1.5% | 1.5% | 1.5% | 1.5% | 1.5% | 1.5% | 1.5% | 1.5% | 1.5% | 1.5% | 1.5% | 1.5% | 1.5% | 1.5% | 1.5% | 1.5% | 1.5% | 1.5% | 1.5% | 1.5% | 1.5% | 1.5% | 1.5% | 1.5% | 1.5% | 1.5% | 1.5% | 1.5% | 1.5% | 1.5% | 1.5% | 1.5%
BANK NET INTEREST RATE: | [13 empty] | 7% | 7% | 7% | 7% | 7% | 7% | 7% | 7% | 7% | 7% | 7% | 7% | 7% | 7% | 7% | 7% | 7% | 7% | 7% | 7% | 7% | 7% | 7% | 7% | bar: 39.55% 1 2002 to 7% 11 2012
JUNIOR DEBT:
SUB-DEBT COVERAGE RATIO
JR DEBT TOTAL | 0 |  | 39.55% 1 2002: 0; 7% 3 2004: TERM OF SUB-DEBT LOAN
PAYMENTS PER YEAR | 1 |  | 39.55% 1 2002: 12.64%; 7% 3 2004: OUTSIDE 10yr IRR
FIRST SEMI-ANNUAL PRINCIPLE PAYMENT | YES |  | 39.55% 1 2002: 12.64%; 7% 3 2004: EWC 10yr IRR
JR DEBT SWITCH (1 = On 0 = Off) |  |  | 39.55% 1 2002: 0
JR DEBT TERM |  |  | 39.55% 1 2002: 10
JR DEBT FINE TUNER |  |  | 39.55% 1 2002: -100
DAYS PER YEAR |  |  | 39.55% 1 2002: 360
1st PAYMENT DATE |  |  | 39.55% 1 2002: 2002-07-01; 35% 2 2003: Default - 6 month from project start date
2nd PAYMENT DATE |  |  | 39.55% 1 2002: 2003-01-01; 35% 2 2003: Default - 6 month from 1st payment date
FIRST SEMI-ANNUAL PRINCIPLE PAYMENT (1=YES 0=NO) | bar: 39.55% 1 2002
PRODUCTION WEIGHT FACTOR BY PROJECT YEAR |  |  | 39.55% 1 2002: 50%
PMTS PER YEAR (1=ANNUAL 2=SEMI-ANNUAL) | bar: 39.55% 1 2002
BASE INTEREST RATE |  |  | 39.55% 1 2002: 5.5%; 35% 2 2003: 3 MONTH LIBOR Bloomberg 9/24/98
COST TO FIX RATE |  |  | 39.55% 1 2002: 0; 35% 2 2003: TBD per Cutbirth/Gates; 7% 4 2005: TBD per Cutbirth/Gates
SPREAD |  |  | 2.5% | 2.5% | 2.5% | 2.5% | 2.5% | 2.5% | 2.5% | 2.5% | 2.5% | 2.5% | 2.5% | 2.5% | 2.5% | 2.5% | 2.5% | 2.5% | 2.5% | 2.5% | 2.5% | 2.5% | 2.5% | 2.5% | 2.5% | 2.5% | 2.5% | 2.5% | 2.5% | 2.5% | 2.5% | 2.5% | 2.5% | 2.5% | 2.5% | 2.5% | 2.5%
JR DEBT NET INTEREST RATE: | [13 empty] | 8% | 8% | 8% | 8% | 8% | 8% | 8% | 8% | 8% | 8% | 8% | 8% | 8% | 8% | 8% | 8% | 8% | 8% | 8% | 8% | 8% | 8% | 8% | 8% | bar: 39.55% 1 2002 to 7% 11 2012
TBD per Cutbirth/Gates
PTC REDUCTION % - for exclusion |  |  | 100% | 100% | 100% | 100% | 100% | 100% | 100% | 100% | 100% | 100% | 100% | 100% | 100% | 100% | 100% | 100% | 100% | 100% | 100% | 100% | 100% | 100% | 100% | 100% | 100% | 100% | 100% | 100% | 100% | 100% | 100% | 100% | 100% | 100% | 100%
PTC GEC CHECK COV RATIO |  |  | 150% | 150% | 150% | 150% | 150% | 150% | 150% | 150% | 150% | 150% | 150% | 150% | 150% | 150% | 150% | 150% | 150% | 150% | 150% | 150% | 150% | 150% | 150% | 150% | 150% | 150% | 150% | 150% | 150% | 150% | 150% | 150% | 150% | 150% | 150%
PROJECT CASH AVAILABLE FOR MONETIZATION COV RATIO |  |  | 100% | 100% | 100% | 100% | 100% | 100% | 100% | 100% | 100% | 100% | 100% | 100% | 100% | 100% | 100% | 100% | 100% | 100% | 100% | 100% | 100% | 100% | 100% | 100% | 100% | 100% | 100% | 100% | 100% | 100% | 100% | 100% | 100% | 100% | 100%
TOTAL CASH AND PTC FOR JR DEBT COV RATIO |  |  | 120% | 120% | 120% | 120% | 120% | 120% | 120% | 120% | 120% | 120% | 120% | 120% | 120% | 120% | 120% | 120% | 120% | 120% | 120% | 120% | 120% | 120% | 120% | 120% | 120% | 120% | 120% | 120% | 120% | 120% | 120% | 120% | 120% | 120% | 120%
INITIAL EXCLUDED PTC |  |  | 39.55% 1 2002: 41%; 35% 2 2003: TBD per Cutbirth/Gates
# Years for which Baseline is exluded |  |  | 39.55% 1 2002: 5; 35% 2 2003: TBD per Cutbirth/Gates
FINAL EXCLUDED PTC |  |  | 39.55% 1 2002: 28%; 35% 2 2003: TBD per Cutbirth/Gates
Monetization Rate - Outside Equity |  |  | 39.55% 1 2002: 0.93; 35% 2 2003: TBD per Cutbirth/Gates
Monetization Rate - EWC |  |  | 39.55% 1 2002: 0.93; 35% 2 2003: TBD per Cutbirth/Gates
RESERVES
DEBT RESERVE:
PROVISION FOR LETTER OF CREDIT - SR DEBT |  |  | 39.55% 1 2002: 1.5%; 35% 2 2003: TBD
PROVISION FOR LETTER OF CREDIT - JR DEBT |  |  | 39.55% 1 2002: 1.5%; 35% 2 2003: TBD
% OF NEXT YEAR DEBT SERVICE |  |  | 39.55% 1 2002: 50%; 35% 2 2003: TBD
O&M RESERVE
PROVISION FOR LETTER OF CREDIT - O&M |  |  | 39.55% 1 2002: 1.5%; 35% 2 2003: TBD
% OF NEXT YEAR'S O&M |  |  | 39.55% 1 2002: 50%; 35% 2 2003: TBD
EQUITY ASSUMPTIONS |  |  | 39.55% 1 2002: SEE NOTE >>>>>>>>>
FIRST ANNUAL DISTRIBUTION DATE |  |  | 39.55% 1 2002: 2002-12-30; 35% 2 2003: default = 2nd Annual Debt Repayment Date
NPV OF TOTAL EQUITY |  |  | 39.55% 1 2002: 26485.9217; 35% 2 2003: 20 YR
NPV CALC DISCOUNT RATE |  |  | 39.55% 1 2002: 13%; 35% 2 2003: Connected to Outside & EWC sheets
EQUITY SWITCH (1=User Input : 0=Model Solve) | bar: 39.55% 1 2002
TOTAL EQUITY -- USER INPUT |  |  | 39.55% 1 2002: 26485.9217; 7% 3 2004: OUTSIDE; 7% 4 2005: EWC
OUTSIDE EQUITY -- CONTRIBUTION % |  | 99% | 39.55% 1 2002: 26221.0625; 7% 3 2004: 12.64%; 7% 4 2005: 12.64%; 7% 5 2006: 10 YR IRR
EWC -- CONTRIBUTION % |  | 1% | 39.55% 1 2002: 264.8592; 7% 3 2004: 13%; 7% 4 2005: 13%; 7% 5 2006: 20 YR IRR
|  |  | 1 | 2 | 3 | 4 | 5 | 6 | 7 | 8 | 9 | 10 | 11 | 12 | 13 | 14 | 15 | 16 | 17 | 18 | 19 | 20 | 21 | 22 | 23 | 24 | 25 | 26 | 27 | 28 | 29 | 30 | 31
|  |  | 2002 | 2003 | 2004 | 2005 | 2006 | 2007 | 2008 | 2009 | 2010 | 2011 | 2012 | 2013 | 2014 | 2015 | 2016 | 2017 | 2018 | 2019 | 2020 | 2021 | 2022 | 2023 | 2024 | 2025 | 2026 | 2027 | 2028 | 2029 | 2030 | 2031 | 2032
CASH DISTRIBUTIONS: |  |  | 264.8592 1 2002: Default = Contribution %
OUTSIDE SHARE |  |  | 99% | 99% | 99% | 99% | 99% | 99% | 99% | 99% | 99% | 99% | 99% | 99% | 99% | 99% | 99% | 99% | 99% | 99% | 99% | 99% | 99% | 99% | 99% | 99% | 99% | 99% | 99% | 99% | 99% | 99%
EWC SHARE | bar: 264.8592 1 2002 to 20 YR IRR 30 2031
TAX/BOOK INCOME: |  |  | 264.8592 1 2002: Default = Contribution %
OUTSIDE SHARE |  |  | 99% | 99% | 99% | 99% | 99% | 99% | 99% | 99% | 99% | 99% | 99% | 99% | 99% | 99% | 99% | 99% | 99% | 99% | 99% | 99% | 99% | 99% | 99% | 99% | 99% | 99% | 99% | 99% | 99% | 99%
EWC SHARE | bar: 264.8592 1 2002 to 20 YR IRR 30 2031
EWC BOOK ELIMINATION % |  |  | 264.8592 1 2002: 1%; 264.8592 2 2003: Default = Contribution %
Data List - Please do not remove
0
1
2
3
4
5
6
7
8
9
10
Print Assumptions
Print Standard
Print All
Secure
Unlock
Debt is solved by Project Year and then re-casted by Calendar Year on the debt sheets. Input the First payment date (even if the principle payment is skipped the first year) and the model defaults to 6 month semi-annual. If payments are per annum, input as if semi-annual and use Payments per Year switch
CHECK! Dates and Values on Outside and EWC sheets to accurately reflect Project Start and Tax Year effects - ALL CONTINGENCIES CANNOT BE COVERED WITH AUTOMATION
Note on B21: Eddie Moses: The currency toggle allows viewing results in other than the base currency. (there are slight rounding differences) The toggle effects the Sources_Uses and Cashflow sheets (as well as PTC's on the Income sheet just for consistency) ONLY. All other values are changed through these two sheets. RAC cells are not included, be wary if you RAROC with the toggle≠1.0 Caveat Emptor - If you must alter the basic workings of the model, particularly Sources_Uses, Cashflow orDebt, the toggle may not work unless you work it into your alterations and trace it thru the model. If you don't plan on switching currencies, don't worry about it.
Note on F61: Eddie Moses: calculation should include all Uses of funds except itselt
Note on B204: Eddie Moses: Default = Connected to Quarter Start. In general an Outside Investor starts depreciation on the day of investment which can be assumed to be the Commissioning Date for the entire project. Projects 100% owned by EWC may need a pro rata treatment but would require a separate sheet for all the calculations
Note on B232: Eddie Moses: HLOOKUP offsets are sometime messed up when cells are inserted into the target range - correct if necessary
Note on B239: Eddie Moses/EWC/Enron 11/18/98 09:11:55 AM Debt Fine Tuner adds money to the PV of Cash for Debt. The formula which solves for Debt (=PV of Cash Available for Debt after coverage solved at the interest rate and then summed) comes up with a larger final coverage ratio, the longer the Debt Term. The Tuner is needed to adjust this.
Note on B243: Eddie Moses: Option for weighting either half of a year by semi-annual payments. For closing Debt, accurate Semi Annual model Net Operating Cash can be directly connecte to SR Debt sheet S.A. Repayment Cash
Note on B258: Eddie Moses/EWC/Enron 11/18/98 09:11:55 AM Debt Fine Tuner adds money to the PV of Cash for Debt. The formula which solves for Debt (=PV of Cash Available for Debt after coverage solved at the interest rate and then summed) comes up with a larger final coverage ratio, the longer the Debt Term. The Tuner is needed to adjust this.
Note on B262: Eddie Moses: Option for weighting either half of a year by semi-annual payments. For closing Debt, accurate Semi Annual model Net Operating Cash can be directly connecte to SR Debt sheet S.A. Repayment Cash
Note on B288: Eddie Moses: First year, first semi-annual payment if applicable
Note on B289: Eddie Moses: Option for weighting either half of a year by semi-annual payments. May not be useful if payments do not match annual wind patterns.
Note on B300: Eddie Moses: If PTC and Cash Available Cov Ratios are used, set Total Cash Cov Ratio = 100% You can also set the first two to 100% and us the Total Cash Cov Ratio the same as is used in Senior Debt

## EWCSum
SMUD - Solano 34.50 MW Project
Enron Wind Corp. Summary
|  |  |  | 0 | TZ 1.5 | 0
TOTAL NUMBER WTG |  | 23 | <<<<<<<< | 0 | 23 | 0
NET CAPACITY FACTOR |  | 42.12%
MWh PRODUCED |  | 127283.9254
LOCATION |  | California
BEGINNING YEAR FOR PRODUCTION |  | 2002
1ST YEAR % PRODUCTION |  | 99.72%
PROJECT DURATION (YRS): |  | 20
EXCHANGE RATE Local Currency = | $ | 1 | [5 empty] | 20 YR LEVELIZED RATE @ |  | 8.25% | 0.0291
[8 empty] | FIRST YEAR BID RATE |  |  | 0.0291
[8 empty] | FIRST YEAR TOTAL RATE |  |  | 0.0291
SOURCES OF FUNDS | $TOTAL (000) | % VALUE | $ PER KW | $ PER WTG
OUTSIDE EQUITY | 26221.0625 | 67.12% | 760.0308 | 1140.0462
EWC EQUITY | 264.8592 | 0.678% | 7.6771 | 11.5156
SENIOR BANK DEBT | 12580.8341 | 32.2% | 364.6619 | 546.9928 |  |  |  | OUTSIDE |  |  |  | EWC
JUNIOR DEBT | 0 | 0% | 0 | 0 |  |  |  | EQUITY RETURN: |  |  |  | EQUITY RETURN:
CASH SUB-TOTAL | 39066.7558 | 100% | 1132.3697 | 1698.5546 |  |  |  | PRE TAX | AFTER TAX |  |  | PRE TAX | AFTER TAX
[7 empty] | 10 YEAR IRR | -21.54% | 12.64% |  |  | -21.54% | 12.64%
CASH & NON-CASH TOTAL | 39066.7558 | 100% | 1132.3697 | 1698.5546 |  |  | 20 YEAR IRR | -3.817% | 13% |  |  | -3.817% | 13%
[7 empty] | 30 YEAR IRR | -3.814% | 13% |  |  | -3.814% | 13%
USES OF FUNDS |  |  |  |  | NET GAIN | % COST
TURBINE PRICE | 18655.9958 | 47.75% | 540.7535 | 811.1303 | 888.3808 | 45.39% |  | PRE TAX | AFTER TAX @ |  |  | PRE TAX | AFTER TAX @
SHIPPING - WTG & BLADES | 745.315 | 1.908% | 21.6033 | 32.405 | n/a | 1.904% |  | 13% | 13% |  |  | 13% | 13%
TOWER | 3002.42 | 7.685% | 87.0267 | 130.54 | 196.42 | 7.168% | 10 YEAR NPV | -23194.7882 | -280.2551 |  |  | -234.2908 | -2.8309
TOWER FREIGHT | 407.905 | 1.044% | 11.8233 | 17.735 | n/a | 1.042% | 20 YEAR NPV | -21899.6778 | -9.9476e-13 |  |  | -221.2089 | -3.4417e-14
SERVICE OPTIONS | 46 | 0.1177% | 1.3333 | 2 | n/a | 0.1175% | 30 YEAR NPV | -21899.2703 | 0.24214 |  |  | -221.2048 | 0.0024458
SALES TAX | 1570.2351 | 4.019% | 45.5141 | 68.2711 | n/a | 4.011%
CONSTRUCTION COSTS | 10826.2099 | 27.71% | 313.8032 | 470.7048 | 884.4943 | 25.4% | [5 empty] | CASH & TAX ASSUMPTIONS SWITCH
EPC WRAP FEE | 0 | 0% | 0 | 0 | 0 | 0% |  | TOTAL | % | EFF. TAX |  | 2 | OUTSIDE EQUITY
EWC DEVELOPER FEE | -2049.0386 | -5.245% | -59.3924 | -89.0886 | -2049.0386 | -5.234% | OUTSIDE | 26221.0625 | 99% | 39.55% |  | 2 | ZOND/ENRON EQUITY
PREDEVELOPMENT EXPENSES | 1013 | 2.593% | 29.3623 | 44.0435 | n/a | 2.588% | EWC | 264.8592 | 1% | 39.55% |  | 1) PTC'S ANNUALLY, CASH PAID ANNUALLY
CONSTRUCTION EXPENSES TOTAL | 805.0011 | 2.061% | 23.3334 | 35 | n/a | 2.056% | TOTAL | 26485.9217 | 100% |  |  | 2) PTC'S QUARTERLY, CASH PAID ANNUALLY
CLOSING EXPENSES TOTAL | 4043.7125 | 10.35% | 117.2091 | 175.8136 | n/a | 10.33%
TOTAL FACILITY COST | 39066.7558 | 100% | 1132.3697 | 1698.5546 | -79.7436 | 99.8%
TOTAL PROJECT COST | 39146.4994 | 100.2% | 1134.6811 | 1702.0217 | n/a | 100%
[10 empty] | BEGINNING | LOAN
WTG MARKUP | 5% | [6 empty] | DEBT | TERM | INT. RATE | AMOUNT
PROJECT MARKUP | -0.2037% | [6 empty] | TRANCHE A | 17 | 10.02% | 12580.8341
$ COST / MWh PRODUCED (000) | 0.30755 | [6 empty] | TRANCHE B | 0 | 7% | 0
[8 empty] | JR DEBT | 0 | 8% | 0
[8 empty] | AGGREGATE LOAN |  | 10.02% | 12580.8341
ALL IN EWC
TOTAL PROJECT NET GAIN |  |  | -79.7436 |  |  |  |  | COVERAGE RATIOS
LESS EWC EQUITY |  |  | 264.8592 |  |  |  |  | YEAR | DATE | TRANCHE A | TRANCHE B | JR DEBT
EWC CASH GAIN |  |  | -344.6028 |  |  |  |  | 1 | 2002-12-30 | 140%
PROJECT CASH TO EWC | NPV@ | 13% | 43.6522 |  |  |  |  | 2 | 2003-12-30 | 140%
TAX BENEFITS | NPV@ | 13% | 75.7724 |  |  |  |  | 3 | 2004-12-30 | 140%
PTC | NPV@ | 13% | 135.3797 |  |  |  |  | 4 | 2005-12-30 | 140%
GREEN PREMIUM | NPV@ | 20% | 4646.492 |  |  |  |  | 5 | 2006-12-30 | 140%
TOTAL EWC BENEFIT |  |  | 4556.6935 |  |  |  |  | 6 | 2007-12-30 | 140%
TOTAL EWC VALUE MARKUP |  |  | 11.64% |  |  |  |  | 7 | 2008-12-30 | 140%
[8 empty] | 8 | 2009-12-30 | 140%
[8 empty] | 9 | 2010-12-30 | 140%
EWC BOOK EARNINGS : 5 YEAR |  | 1 | 2 | 3 | 4 | 5 |  | 10 | 2011-12-30 | 140%
|  | 2002 | 2003 | 2004 | 2005 | 2006 |  | 11 | 2012-12-30 | 140%
EWC NET GAIN |  | -79.7436 | [5 empty] | 12 | 2013-12-30 | 140%
LESS RESERVE FOR WARRANTIES | ??? | [6 empty] | 13 | 2014-12-30 | 140%
BOOK ELIMINATION | 1% | 0.79744 | -0.039872 | -0.039872 | -0.039872 | -0.039872 |  | 14 | 2015-12-30 | 140%
PROJECT INCOME |  | 36.9367 | 37.0396 | 37.0396 | 37.0396 | 37.0396 |  | 15 | 2016-12-30 | 140%
TOTAL EARNINGS |  | -42.0094 | 36.9998 | 36.9998 | 36.9998 | 36.9998 |  | 16 | 2017-12-30 | 140%
PROJECT OPEX EXPENSE |  | -11.2542 | -11.2905 | -11.302 | -11.3215 | -11.3477 |  | 17 | 2018-12-30 | 148.1%
EBITDA |  | -53.2636 | 25.7093 | 25.6978 | 25.6783 | 25.652 |  | 18 | 2019-12-30
BOOK DEPRECIATION |  | 19.4832 | 19.5375 | 19.5375 | 19.5375 | 19.5375 |  | 19 | 2020-12-30
INTEREST EXPENSE |  | -12.6259 | -12.3552 | -12.0181 | -11.5772 | -11.1268 |  | 20 | 2021-12-30
EBT |  | -46.4062 | 32.8915 | 33.2172 | 33.6386 | 34.0627 |  | 21 | 2022-12-30
CURRENT PORTION OF TAX | 39.55% | 18.3537 | -13.0086 | -13.1374 | -13.304 | -13.4718 |  | 22 | 2023-12-30
DEFERRED PORTION OF TAX |  | -21.9265 | -39.4312 | -20.7379 | -9.5219 | -9.5219 |  | 23 | 2024-12-30
PROJECT TAX BENEFIT (PMT) |  | 26.0813 | 43.4846 | 24.6686 | 13.2921 | 13.1305 |  | 24 | 2025-12-30
PROJECT PTC |  | 22.8475 | 24.1839 | 24.1839 | 24.1839 | 25.4568 |  | 25 | 2026-12-30
TOTAL PROJECT BOOK EFFECT |  | -1.0503 | 48.1202 | 48.1944 | 48.2886 | 49.6563
Note on C65: Eddie Moses: if elimination > 50% then gain on sale = 0
Print EWCSum

## Srcs_Uses
Sources & Uses Statement |  |  | SMUD - Solano 34.50MW Project
EXCHANGE RATE Local Currency = | $ | 1
SOURCES OF FUNDS |  | $TOTAL (000) | % TOTAL | $ PER KW | PER WTG |  | Total Required Cash Equity
OUTSIDE EQUITY |  | 26221.0625 | 67.12% | 760.0308 | 1140.0462 |  | 26485.9217
EWC EQUITY |  | 264.8592 | 0.678% | 7.6771 | 11.5156
SENIOR BANK DEBT |  | 12580.8341 | 32.2% | 364.6619 | 546.9928
JUNIOR DEBT |  | 0 | 0% | 0 | 0
CASH SUB-TOTAL |  | 39066.7558 | 100% | 1132.3697 | 1698.5546
BLANK
CASH & NON-CASH TOTAL |  | 39066.7558 | 100% | 1132.3697 | 1698.5546
0
USES OF FUNDS |  |  |  |  | 0
PRIMARY FACILITY COSTS |  | 33205.0422 | 85% | 962.465 | 1443.6975
PREDEVELOPMENT EXPENSES TOTAL |  | 1013 | 2.593% | 29.3623 | 44.0435
CONSTRUCTION INSURANCE |  | 95.391 | 0.2442% | 2.765 | 4.1474
CONSTRUCTION INTEREST |  | 709.6101 | 1.816% | 20.5684 | 30.8526
EPC WARRANTY FEE |  | 0 | 0% | 0 | 0 | CASHFLOW FEE
LEGAL CLOSING |  | 1300 | 3.328% | 37.6812 | 56.5217
BANKING DUE DILIGENCE EXPENSES |  | 100 | 0.256% | 2.8986 | 4.3478
INDEPENDENT ENGINEER |  | 40 | 0.1024% | 1.1594 | 1.7391
INSURANCE CONSULTANT FEES |  | 25 | 0.06399% | 0.72464 | 1.087
INITIAL WORKING CAPITAL |  | 197.5 | 0.5055% | 5.7246 | 8.587
LAND USE PAYMENT TO SMUD |  | 1500 | 3.84% | 43.4783 | 65.2174
EQUITY CLOSING EXPENSES |  | 0 | 0% | 0 | 0
UTILITY INTERCONNECT COSTS |  | 0 | 0% | 0 | 0
EQUITY FEE |  | 520 | 1.331% | 15.0725 | 22.6087
LIQUIDATED DAMAGES |  | 0 | 0% | 0 | 0
TITLE INSURANCE |  | 172.5 | 0.4416% | 5 | 7.5
SR DEBT ARRANGEMENT FEE |  | 188.7125 | 0.4831% | 5.4699 | 8.2049
JR DEBT ARRANGEMENT FEE |  | 0 | 0% | 0 | 0
TOTAL |  | 39066.7558 | 100% | 1132.3697 | 1698.5546

## CashFlow
| SMUD - Solano 34.50MW Project |  | 1 | 2 | 3 | 4 | 5 | 6 | 7 | 8 | 9 | 10 | 11 | 12 | 13 | 14 | 15 | 16 | 17 | 18 | 19 | 20 | 21 | 22 | 23 | 24 | 25 | 26 | 27 | 28 | 29 | 30 | 31
| Cash Flow Statement |  | 2002 | 2003 | 2004 | 2005 | 2006 | 2007 | 2008 | 2009 | 2010 | 2011 | 2012 | 2013 | 2014 | 2015 | 2016 | 2017 | 2018 | 2019 | 2020 | 2021 | 2022 | 2023 | 2024 | 2025 | 2026 | 2027 | 2028 | 2029 | 2030 | 2031 | 2032
| EXCHANGE RATE Local Currency = | $ | bar: 1 2002
| PRODUCTION % PER YEAR |  | 99.72% | 100% | 100% | 100% | 100% | 100% | 100% | 100% | 100% | 100% | 100% | 100% | 100% | 100% | 100% | 100% | 100% | 100% | 100% | 100% | 0.2778% | 0% | 0% | 0% | 0% | 0% | 0% | 0% | 0% | 0% | 0%
| ENERGY PRODUCTION (MWh) |  | 126930.3589 | 127283.9254 | 127283.9254 | 127283.9254 | 127283.9254 | 127283.9254 | 127283.9254 | 127283.9254 | 127283.9254 | 127283.9254 | 127283.9254 | 127283.9254 | 127283.9254 | 127283.9254 | 127283.9254 | 127283.9254 | 127283.9254 | 127283.9254 | 127283.9254 | 127283.9254 | 353.5665 | 0 | 0 | 0 | 0 | 0 | 0 | 0 | 0 | 0 | 0
| ENERGY RATE |  | 0.0291 | 0.0291 | 0.0291 | 0.0291 | 0.0291 | 0.0291 | 0.0291 | 0.0291 | 0.0291 | 0.0291 | 0.0291 | 0.0291 | 0.0291 | 0.0291 | 0.0291 | 0.0291 | 0.0291 | 0.0291 | 0.0291 | 0.0291 | 0.0291 | 0.0291 | 0.0291 | 0.0291 | 0.0291 | 0.0291 | 0.0291 | 0.0291 | 0.0291 | 0.0291 | 0.0291
REVENUE | LIQUIDATED DAMAGES |  | 1 2002: 0
| ELECTRICITY SALES |  | 3693.6734 | 3703.9622 | 3703.9622 | 3703.9622 | 3703.9622 | 3703.9622 | 3703.9622 | 3703.9622 | 3703.9622 | 3703.9622 | 3703.9622 | 3703.9622 | 3703.9622 | 3703.9622 | 3703.9622 | 3703.9622 | 3703.9622 | 3703.9622 | 3703.9622 | 3703.9622 | 10.2888 | 0 | 0 | 0 | 0 | 0 | 0 | 0 | 0 | 0 | 0
| OTHER REVENUE |  | 0 | 0 | 0 | 0 | 0 | 0 | 0 | 0 | 0 | 0 | 0 | 0 | 0 | 0 | 0 | 0 | 0 | 0 | 0 | 0 | 0 | 0 | 0 | 0 | 0 | 0 | 0 | 0 | 0 | 0 | 0
| TOTAL OPERATING INFLOWS |  | 3693.6734 | 3703.9622 | 3703.9622 | 3703.9622 | 3703.9622 | 3703.9622 | 3703.9622 | 3703.9622 | 3703.9622 | 3703.9622 | 3703.9622 | 3703.9622 | 3703.9622 | 3703.9622 | 3703.9622 | 3703.9622 | 3703.9622 | 3703.9622 | 3703.9622 | 3703.9622 | 10.2888 | 0 | 0 | 0 | 0 | 0 | 0 | 0 | 0 | 0 | 0
OPEX | MAINTENANCE |  | -260.1184 | -268.4074 | -276.0571 | -283.7867 | -291.5057 | -299.2889 | -307.1302 | -315.0542 | -323.0566 | -331.1976 | -339.4775 | -348.0663 | -357.0116 | -366.3296 | -376.1106 | -386.3032 | -396.8879 | -408.0802 | -419.9145 | -432.7219 | -1.2394 | 0 | 0 | 0 | 0 | 0 | 0 | 0 | 0 | 0 | 0
| NONROUTINE MAINTENANCE |  | 0 | 0 | 0 | 0 | 0 | -345 | -354.039 | -363.1732 | -372.3978 | -381.7822 | -391.3268 | -401.2274 | -411.5389 | -422.2801 | -433.5549 | -445.3043 | -457.5056 | -470.4073 | -484.0491 | -498.8126 | -1.4287 | 0 | 0 | 0 | 0 | 0 | 0 | 0 | 0 | 0 | 0
| ELECTRICITY USAGE |  | -5.3395 | -5.3544 | -5.3544 | -5.3544 | -5.3544 | -5.3544 | -5.3544 | -5.3544 | -5.3544 | -5.3544 | -5.3544 | -5.3544 | -5.3544 | -5.3544 | -5.3544 | -5.3544 | -5.3544 | -5.3544 | -5.3544 | -5.3544 | -0.014873 | 0 | 0 | 0 | 0 | 0 | 0 | 0 | 0 | 0 | 0
| LAND PAYMENTS (VARIABLE) |  | 0 | 0 | 0 | 0 | 0 | 0 | 0 | 0 | 0 | 0 | 0 | 0 | 0 | 0 | 0 | 0 | 0 | 0 | 0 | 0 | 0 | 0 | 0 | 0 | 0 | 0 | 0 | 0 | 0 | 0 | 0
| LAND PAYMENTS (FIXED) |  | -199.4444 | -204.6 | -209.1012 | -213.5969 | -218.0824 | -222.4877 | -226.8707 | -231.2266 | -235.5737 | -239.9082 | -244.2745 | -248.6715 | -253.2222 | -257.9574 | -262.8844 | -268.0632 | -273.4513 | -279.0297 | -284.9451 | -291.2139 | -0.82794 | 0 | 0 | 0 | 0 | 0 | 0 | 0 | 0 | 0 | 0
| TOTAL PROPERTY TAX |  | -430.0521 | -414 | -397.44 | -381.5424 | -366.2807 | -351.6295 | -337.5643 | -324.0617 | -311.0993 | -298.6553 | -286.7091 | -275.2407 | -264.2311 | -253.6618 | -243.5154 | -233.7748 | -224.4238 | -215.4468 | -206.8289 | -198.5558 | -0.52948 | 0 | 0 | 0 | 0 | 0 | 0 | 0 | 0 | 0 | 0
| INSURANCE |  | -100.8242 | -104.1382 | -107.1582 | -110.2122 | -113.2981 | -116.3798 | -119.4872 | -122.6177 | -125.7813 | -128.9761 | -132.2263 | -135.532 | -138.9609 | -142.5322 | -146.2523 | -150.1572 | -154.2265 | -158.4523 | -162.9207 | -167.6454 | -0.47988 | 0 | 0 | 0 | 0 | 0 | 0 | 0 | 0 | 0 | 0
| AUDIT COSTS |  | -34.9028 | -36.05 | -37.0954 | -38.1527 | -39.2209 | -40.2878 | -41.3634 | -42.4472 | -43.5423 | -44.6483 | -45.7734 | -46.9177 | -48.1048 | -49.3411 | -50.6289 | -51.9806 | -53.3893 | -54.8522 | -56.399 | -58.0346 | -0.16612 | 0 | 0 | 0 | 0 | 0 | 0 | 0 | 0 | 0 | 0
| SR DEBT ANNUAL AGENCY FEE |  | -34.9028 | -36.05 | -37.0954 | -38.1527 | -39.2209 | -40.2878 | -41.3634 | -42.4472 | -43.5423 | -44.6483 | -45.7734 | -46.9177 | -48.1048 | -49.3411 | -50.6289 | -51.9806 | -53.3893 | 0 | 0 | 0 | 0 | 0 | 0 | 0 | 0 | 0 | 0 | 0 | 0 | 0 | 0
| JR DEBT ANNUAL AGENCY FEE |  | 0 | 0 | 0 | 0 | 0 | 0 | 0 | 0 | 0 | 0 | 0 | 0 | 0 | 0 | 0 | 0 | 0 | 0 | 0 | 0 | 0 | 0 | 0 | 0 | 0 | 0 | 0 | 0 | 0 | 0 | 0
| INDEPENDENT ENGINEER |  | -14.9583 | -15.45 | -15.898 | -16.3511 | -16.809 | -17.2662 | -17.7272 | -18.1916 | -18.661 | -19.135 | -19.6172 | -20.1076 | -20.6163 | -21.1462 | -21.6981 | -22.2774 | -22.8811 | 0 | 0 | 0 | 0 | 0 | 0 | 0 | 0 | 0 | 0 | 0 | 0 | 0 | 0
| DEMOLITION FUND |  | -44.875 | -45 | -45 | -45 | -45 | -45 | -45 | -45 | -45 | -45 | 0 | 0 | 0 | 0 | 0 | 0 | 0 | 0 | 0 | 0 | 0 | 0 | 0 | 0 | 0 | 0 | 0 | 0 | 0 | 0 | 0
| RAROC OPEX VARIANCE |  | 0 | 0 | 0 | 0 | 0 | 0 | 0 | 0 | 0 | 0 | 0 | 0 | 0 | 0 | 0 | 0 | 0 | 0 | 0 | 0 | 0 | 0 | 0 | 0 | 0 | 0 | 0 | 0 | 0 | 0 | 0
| TOTAL OPEX |  | -1125.4175 | -1129.05 | -1130.1998 | -1132.149 | -1134.7721 | -1482.9819 | -1495.8998 | -1509.5738 | -1524.0085 | -1539.3053 | -1510.5326 | -1528.0353 | -1547.1449 | -1567.9438 | -1590.6278 | -1615.1958 | -1641.5093 | -1591.6228 | -1620.4117 | -1652.3385 | -4.6864 | 0 | 0 | 0 | 0 | 0 | 0 | 0 | 0 | 0 | 0
| EPC WARRANTY PAYMENT |  | -344.0417 | -345 | -345 | -345 | -345 | 0 | 0 | 0 | 0 | 0 | 0 | 0 | 0 | 0 | 0 | 0 | 0 | 0 | 0 | 0 | 0 | 0 | 0 | 0 | 0 | 0 | 0 | 0 | 0 | 0 | 0
| NET OPERATING CASH |  | 2224.2142 | 2229.9122 | 2228.7625 | 2226.8132 | 2224.1901 | 2220.9803 | 2208.0624 | 2194.3884 | 2179.9537 | 2164.6569 | 2193.4296 | 2175.9269 | 2156.8173 | 2136.0184 | 2113.3344 | 2088.7664 | 2062.4529 | 2112.3394 | 2083.5505 | 2051.6237 | 5.6024 | 0 | 0 | 0 | 0 | 0 | 0 | 0 | 0 | 0 | 0
SENIOR DEBT | INTEREST EXPENSE TRANCHE A |  | -1262.5893 | -1235.5244 | -1201.8081 | -1157.7226 | -1112.6809 | -1063.1537 | -1011.83 | -950.2437 | -886.2192 | -816.613 | -742.2783 | -654.5281 | -561.1591 | -459.5171 | -349.957 | -228.5316 | -97.4013 | 0 | 0 | 0 | 0 | 0 | 0 | 0 | 0 | 0 | 0 | 0 | 0 | 0 | 0
| PRINCIPAL PAYMENT TRANCHE A |  | -330.5596 | -357.2678 | -390.1612 | -432.8531 | -476.02 | -523.2352 | -565.3303 | -617.148 | -670.8602 | -729.6276 | -824.4224 | -899.6675 | -979.3834 | -1066.1653 | -1159.5188 | -1263.3922 | -1295.2215 | 0 | 0 | 0 | 0 | 0 | 0 | 0 | 0 | 0 | 0 | 0 | 0 | 0 | 0
| INTEREST EXPENSE TRANCHE B |  | 0 | 0 | 0 | 0 | 0 | 0 | 0 | 0 | 0 | 0 | 0 | 0 | 0 | 0 | 0 | 0 | 0 | 0 | 0 | 0 | 0 | 0 | 0 | 0 | 0 | 0 | 0 | 0 | 0 | 0 | 0
| PRINCIPAL PAYMENT TRANCHE B |  | 0 | 0 | 0 | 0 | 0 | 0 | 0 | 0 | 0 | 0 | 0 | 0 | 0 | 0 | 0 | 0 | 0 | 0 | 0 | 0 | 0 | 0 | 0 | 0 | 0 | 0 | 0 | 0 | 0 | 0 | 0
| TOTAL SR DEBT PAYMENTS |  | -1593.1489 | -1592.7922 | -1591.9693 | -1590.5757 | -1588.7008 | -1586.3889 | -1577.1603 | -1567.3917 | -1557.0794 | -1546.2406 | -1566.7007 | -1554.1956 | -1540.5425 | -1525.6824 | -1509.4758 | -1491.9238 | -1392.6228 | 0 | 0 | 0 | 0 | 0 | 0 | 0 | 0 | 0 | 0 | 0 | 0 | 0 | 0
| L/C FEE - SR DEBT |  | -11.9459 | -11.9398 | -11.9293 | -11.9153 | -11.8979 | -11.8287 | -11.7554 | -11.6781 | -11.5968 | -11.7503 | -11.6565 | -11.5541 | -11.4426 | -11.3211 | -11.1894 | -10.4447 | 0 | 0 | 0 | 0 | 0 | 0 | 0 | 0 | 0 | 0 | 0 | 0 | 0 | 0 | 0
| NET CASH FLOW AFTER SR DEBT |  | 619.1194 | 625.1803 | 624.8638 | 624.3223 | 623.5913 | 622.7627 | 619.1467 | 615.3187 | 611.2775 | 606.6661 | 615.0724 | 610.1773 | 604.8322 | 599.0149 | 592.6691 | 586.3979 | 669.8301 | 2112.3394 | 2083.5505 | 2051.6237 | 5.6024 | 0 | 0 | 0 | 0 | 0 | 0 | 0 | 0 | 0 | 0
SUBORDINATE | L/C FEE - O&M |  | -2.0131 | -2.0704 | -2.1284 | -2.1863 | -2.2447 | -2.3035 | -2.3629 | -2.4229 | -2.484 | -2.5461 | -2.6105 | -2.6776 | -2.7475 | -2.8208 | -2.8973 | -2.9767 | -3.0606 | -3.1494 | -3.2454 | -0.0092954 | 0 | 0 | 0 | 0 | 0 | 0 | 0 | 0 | 0 | 0 | 0
PAYMENTS | MANAGEMENT FEE |  | -49.8611 | -51.5 | -52.9935 | -54.5038 | -56.0299 | -57.5539 | -59.0906 | -60.6388 | -62.2033 | -63.7832 | -65.3906 | -67.0253 | -68.7211 | -70.4872 | -72.3269 | -74.2581 | -76.2705 | -78.3603 | -80.57 | -82.9066 | -0.23732 | 0 | 0 | 0 | 0 | 0 | 0 | 0 | 0 | 0 | 0
| TOTAL SUBORDINATED PMTS |  | -51.8742 | -53.5704 | -55.1219 | -56.6901 | -58.2746 | -59.8574 | -61.4535 | -63.0617 | -64.6873 | -66.3293 | -68.0011 | -69.7029 | -71.4686 | -73.308 | -75.2242 | -77.2347 | -79.3311 | -81.5096 | -83.8154 | -82.9159 | -0.23732 | 0 | 0 | 0 | 0 | 0 | 0 | 0 | 0 | 0 | 0
| NET CASH AFTER SUB-PMTS |  | 567.2452 | 571.6099 | 569.7419 | 567.6322 | 565.3167 | 562.9053 | 557.6931 | 552.2569 | 546.5902 | 540.3367 | 547.0714 | 540.4743 | 533.3636 | 525.7069 | 517.4449 | 509.1632 | 590.4991 | 2030.8298 | 1999.7351 | 1968.7078 | 5.3651 | 0 | 0 | 0 | 0 | 0 | 0 | 0 | 0 | 0 | 0
JUNIOR DEBT | ADDITIONAL EQUITY - OUTSIDE |  | 0 | 0 | 0 | 0 | 0 | 0 | 0 | 0 | 0 | 0 | 0 | 0 | 0 | 0 | 0 | 0 | 0 | 0 | 0 | 0 | 0 | 0 | 0 | 0 | 0 | 0 | 0 | 0 | 0 | 0 | 0
| ADDITIONAL EQUITY - EWC |  | 0 | 0 | 0 | 0 | 0 | 0 | 0 | 0 | 0 | 0 | 0 | 0 | 0 | 0 | 0 | 0 | 0 | 0 | 0 | 0 | 0 | 0 | 0 | 0 | 0 | 0 | 0 | 0 | 0 | 0 | 0
| CASH AVAILABLE FOR JR DEBT |  | 567.2452 | 571.6099 | 569.7419 | 567.6322 | 565.3167 | 562.9053 | 557.6931 | 552.2569 | 546.5902 | 540.3367 | 547.0714 | 540.4743 | 533.3636 | 525.7069 | 517.4449 | 509.1632 | 590.4991 | 2030.8298 | 1999.7351 | 1968.7078 | 5.3651 | 0 | 0 | 0 | 0 | 0 | 0 | 0 | 0 | 0 | 0
| INTEREST EXPENSE |  | 0 | 0 | 0 | 0 | 0 | 0 | 0 | 0 | 0 | 0 | 0 | 0 | 0 | 0 | 0 | 0 | 0 | 0 | 0 | 0 | 0 | 0 | 0 | 0 | 0 | 0 | 0 | 0 | 0 | 0 | 0
| PRINCIPLE PMT |  | 0 | 0 | 0 | 0 | 0 | 0 | 0 | 0 | 0 | 0 | 0 | 0 | 0 | 0 | 0 | 0 | 0 | 0 | 0 | 0 | 0 | 0 | 0 | 0 | 0 | 0 | 0 | 0 | 0 | 0 | 0
| TOTAL JR DEBT PMT |  | 0 | 0 | 0 | 0 | 0 | 0 | 0 | 0 | 0 | 0 | 0 | 0 | 0 | 0 | 0 | 0 | 0 | 0 | 0 | 0 | 0 | 0 | 0 | 0 | 0 | 0 | 0 | 0 | 0 | 0 | 0
| L/C FEE JR DEBT |  | 0 | 0 | 0 | 0 | 0 | 0 | 0 | 0 | 0 | 0 | 0 | 0 | 0 | 0 | 0 | 0 | 0 | 0 | 0 | 0 | 0 | 0 | 0 | 0 | 0 | 0 | 0 | 0 | 0 | 0 | 0
| NET CASH AFTER JR DEBT |  | 567.2452 | 571.6099 | 569.7419 | 567.6322 | 565.3167 | 562.9053 | 557.6931 | 552.2569 | 546.5902 | 540.3367 | 547.0714 | 540.4743 | 533.3636 | 525.7069 | 517.4449 | 509.1632 | 590.4991 | 2030.8298 | 1999.7351 | 1968.7078 | 5.3651 | 0 | 0 | 0 | 0 | 0 | 0 | 0 | 0 | 0 | 0
DEFICIT | DEFICIT LOAN |  | 0 | 0 | 0 | 0 | 0 | 0 | 0 | 0 | 0 | 0 | 0 | 0 | 0 | 0 | 0 | 0 | 0 | 0 | 0 | 0 | 0 | 0 | 0 | 0 | 0 | 0 | 0 | 0 | 0 | 0 | 0
REVOLVER | RETURN PAYMENT |  | 0 | 0 | 0 | 0 | 0 | 0 | 0 | 0 | 0 | 0 | 0 | 0 | 0 | 0 | 0 | 0 | 0 | 0 | 0 | 0 | 0 | 0 | 0 | 0 | 0 | 0 | 0 | 0 | 0 | 0 | 0
| NET CASH AFTER REVOLVER |  | 567.2452 | 571.6099 | 569.7419 | 567.6322 | 565.3167 | 562.9053 | 557.6931 | 552.2569 | 546.5902 | 540.3367 | 547.0714 | 540.4743 | 533.3636 | 525.7069 | 517.4449 | 509.1632 | 590.4991 | 2030.8298 | 1999.7351 | 1968.7078 | 5.3651 | 0 | 0 | 0 | 0 | 0 | 0 | 0 | 0 | 0 | 0
| BEGINNING CASH BALANCE |  | 197.5 | 197.5 | 197.5 | 197.5 | 197.5 | 197.5 | 197.5 | 197.5 | 197.5 | 197.5 | 197.5 | 197.5 | 197.5 | 197.5 | 197.5 | 197.5 | 197.5 | 197.5 | 197.5 | 197.5 | 0 | 0 | 0 | 0 | 0 | 0 | 0 | 0 | 0 | 0 | 0
PLUS : | NET CASH |  | 567.2452 | 571.6099 | 569.7419 | 567.6322 | 565.3167 | 562.9053 | 557.6931 | 552.2569 | 546.5902 | 540.3367 | 547.0714 | 540.4743 | 533.3636 | 525.7069 | 517.4449 | 509.1632 | 590.4991 | 2030.8298 | 1999.7351 | 1968.7078 | 5.3651 | 0 | 0 | 0 | 0 | 0 | 0 | 0 | 0 | 0 | 0
LESS : | WORKING CAPITAL MIN BALANCE |  | -197.5 | -197.5 | -197.5 | -197.5 | -197.5 | -197.5 | -197.5 | -197.5 | -197.5 | -197.5 | -197.5 | -197.5 | -197.5 | -197.5 | -197.5 | -197.5 | -197.5 | -197.5 | -197.5 | 0 | 0 | 0 | 0 | 0 | 0 | 0 | 0 | 0 | 0 | 0 | 0
| CASH AVAILABLE FOR DISTRIBUTION |  | 567.2452 | 571.6099 | 569.7419 | 567.6322 | 565.3167 | 562.9053 | 557.6931 | 552.2569 | 546.5902 | 540.3367 | 547.0714 | 540.4743 | 533.3636 | 525.7069 | 517.4449 | 509.1632 | 590.4991 | 2030.8298 | 1999.7351 | 2166.2078 | 5.3651 | 0 | 0 | 0 | 0 | 0 | 0 | 0 | 0 | 0 | 0
| CASH DISTRIBUTED |  | -567.2452 | -571.6099 | -569.7419 | -567.6322 | -565.3167 | -562.9053 | -557.6931 | -552.2569 | -546.5902 | -540.3367 | -547.0714 | -540.4743 | -533.3636 | -525.7069 | -517.4449 | -509.1632 | -590.4991 | -2030.8298 | -1999.7351 | -2166.2078 | -5.3651 | 0 | 0 | 0 | 0 | 0 | 0 | 0 | 0 | 0 | 0
| ENDING CASH BALANCE |  | 197.5 | 197.5 | 197.5 | 197.5 | 197.5 | 197.5 | 197.5 | 197.5 | 197.5 | 197.5 | 197.5 | 197.5 | 197.5 | 197.5 | 197.5 | 197.5 | 197.5 | 197.5 | 197.5 | 0 | 0 | 0 | 0 | 0 | 0 | 0 | 0 | 0 | 0 | 0 | 0
DISTRIBUTIONS | OUTSIDE EQUITY |  | 561.5728 | 565.8938 | 564.0445 | 561.9559 | 559.6636 | 557.2763 | 552.1162 | 546.7344 | 541.1243 | 534.9334 | 541.6006 | 535.0696 | 528.03 | 520.4498 | 512.2705 | 504.0716 | 584.5941 | 2010.5215 | 1979.7377 | 2144.5458 | 5.3114 | 0 | 0 | 0 | 0 | 0 | 0 | 0 | 0 | 0 | 0
| EWC |  | 5.6725 | 5.7161 | 5.6974 | 5.6763 | 5.6532 | 5.6291 | 5.5769 | 5.5226 | 5.4659 | 5.4034 | 5.4707 | 5.4047 | 5.3336 | 5.2571 | 5.1744 | 5.0916 | 5.905 | 20.3083 | 19.9974 | 21.6621 | 0.053651 | 0 | 0 | 0 | 0 | 0 | 0 | 0 | 0 | 0 | 0
| TOTAL CASH DISTRIBUTIONS |  | 567.2452 | 571.6099 | 569.7419 | 567.6322 | 565.3167 | 562.9053 | 557.6931 | 552.2569 | 546.5902 | 540.3367 | 547.0714 | 540.4743 | 533.3636 | 525.7069 | 517.4449 | 509.1632 | 590.4991 | 2030.8298 | 1999.7351 | 2166.2078 | 5.3651 | 0 | 0 | 0 | 0 | 0 | 0 | 0 | 0 | 0 | 0
PTC | PROD. TAX CREDIT RATE ¢/kWh |  | 0.018 | 0.019 | 0.019 | 0.019 | 0.02 | 0.02 | 0.021 | 0.021 | 0.021 | 0.022 | 0.022 | 0 | 0 | 0 | 0 | 0 | 0 | 0 | 0 | 0 | 0 | 0 | 0 | 0 | 0 | 0 | 0 | 0 | 0 | 0
| TOTAL PROD TAX CREDIT |  | 2284.7465 | 2418.3946 | 2418.3946 | 2418.3946 | 2545.6785 | 2545.6785 | 2672.9624 | 2672.9624 | 2672.9624 | 2800.2464 | 7.7785 | 0 | 0 | 0 | 0 | 0 | 0 | 0 | 0 | 0 | 0 | 0 | 0 | 0 | 0 | 0 | 0 | 0 | 0 | 0
| Required Monetization |  | 1 2002: -567.2452; 2 2003: -571.6099; 3 2004: -569.7419; 4 2005: -567.6322; 5 2006: -565.3167; 6 2007: -562.9053; 7 2008: -557.6931; 8 2009: -552.2569; 9 2010: -546.5902; 10 2011: -540.3367; 11 2012: -547.0714
| Additional Equity |  | 1 2002: 0; 2 2003: 0; 3 2004: 0; 4 2005: 0; 5 2006: 0; 6 2007: 0; 7 2008: 0; 8 2009: 0; 9 2010: 0; 10 2011: 0; 11 2012: 0
| Effective Monetization of Additional Equity |  | 1 2002: N/A; 2 2003: N/A; 3 2004: N/A; 4 2005: N/A; 5 2006: N/A; 6 2007: N/A; 7 2008: N/A; 8 2009: N/A; 9 2010: N/A; 10 2011: N/A; 11 2012: N/A
Total Effective Monetization | bar: 1 2002 to 11 2012
| GREEN PREMIUM | 0.015 | 1903.9554 | 1909.2589 | 1909.2589 | 1909.2589 | 1909.2589 | 1909.2589 | 1909.2589 | 1909.2589 | 1909.2589 | 1909.2589 | 1909.2589 | 1909.2589 | 1909.2589 | 1909.2589 | 1909.2589 | 1909.2589 | 1909.2589 | 1909.2589 | 1909.2589 | 1909.2589 | 5.3035 | 0 | 0 | 0 | 0 | 0 | 0 | 0 | 0 | 0 | 0
| EWC SHARE | 50% | 951.9777 | 954.6294 | 954.6294 | 954.6294 | 954.6294 | 954.6294 | 954.6294 | 954.6294 | 954.6294 | 954.6294 | 954.6294 | 954.6294 | 954.6294 | 954.6294 | 954.6294 | 954.6294 | 954.6294 | 954.6294 | 954.6294 | 954.6294 | 2.6517 | 0 | 0 | 0 | 0 | 0 | 0 | 0 | 0 | 0 | 0
Print Cashflow
Note on E57: Eddie Moses: No distributions until 2nd annual SR Debt payment date You may alter this cell if the timing of distribution is closer to previous calendar year
Note on O66: Eddie Moses: Adjusted for non-January production start

## Revolver
DEFICIT REVOLVER |  | 1 | 2 | 3 | 4 | 5 | 6 | 7 | 8 | 9 | 10 | 11 | 12 | 13 | 14 | 15 | 16 | 17 | 18 | 19 | 20 | 21 | 22 | 23 | 24 | 25 | 26 | 27 | 28 | 29 | 30 | 31
This revolver is used for sensitivity analysis |  | 2002 | 2003 | 2004 | 2005 | 2006 | 2007 | 2008 | 2009 | 2010 | 2011 | 2012 | 2013 | 2014 | 2015 | 2016 | 2017 | 2018 | 2019 | 2020 | 2021 | 2022 | 2023 | 2024 | 2025 | 2026 | 2027 | 2028 | 2029 | 2030 | 2031 | 2032
NET CASH AFTER JR DEBT |  | 567.2452 | 571.6099 | 569.7419 | 567.6322 | 565.3167 | 562.9053 | 557.6931 | 552.2569 | 546.5902 | 540.3367 | 547.0714 | 540.4743 | 533.3636 | 525.7069 | 517.4449 | 509.1632 | 590.4991 | 2030.8298 | 1999.7351 | 1968.7078 | 5.3651 | 0 | 0 | 0 | 0 | 0 | 0 | 0 | 0 | 0 | 0
Beginning Balance |  | 0 | 0 | 0 | 0 | 0 | 0 | 0 | 0 | 0 | 0 | 0 | 0 | 0 | 0 | 0 | 0 | 0 | 0 | 0 | 0 | 0 | 0 | 0 | 0 | 0 | 0 | 0 | 0 | 0 | 0 | 0
Deficit |  | 0 | 0 | 0 | 0 | 0 | 0 | 0 | 0 | 0 | 0 | 0 | 0 | 0 | 0 | 0 | 0 | 0 | 0 | 0 | 0 | 0 | 0 | 0 | 0 | 0 | 0 | 0 | 0 | 0 | 0 | 0
Interest | 8.5% | 0 | 0 | 0 | 0 | 0 | 0 | 0 | 0 | 0 | 0 | 0 | 0 | 0 | 0 | 0 | 0 | 0 | 0 | 0 | 0 | 0 | 0 | 0 | 0 | 0 | 0 | 0 | 0 | 0 | 0 | 0
Return |  | 0 | 0 | 0 | 0 | 0 | 0 | 0 | 0 | 0 | 0 | 0 | 0 | 0 | 0 | 0 | 0 | 0 | 0 | 0 | 0 | 0 | 0 | 0 | 0 | 0 | 0 | 0 | 0 | 0 | 0 | 0
Ending Balance |  | 0 | 0 | 0 | 0 | 0 | 0 | 0 | 0 | 0 | 0 | 0 | 0 | 0 | 0 | 0 | 0 | 0 | 0 | 0 | 0 | 0 | 0 | 0 | 0 | 0 | 0 | 0 | 0 | 0 | 0 | 0

## SrDebt
SMUD - Solano 34.50MW Project | Project Year |  | 1 | 2 | 3 | 4 | 5 | 6 | 7 | 8 | 9 | 10 | 11 | 12 | 13 | 14 | 15 | 16 | 17 | 18 | 19 | 20 | 21 | 22 | 23 | 24 | 25 | 26 | 27 | 28 | 29 | 30 | 31
Senior Debt
Total Net Operating Cash - Calendar Year |  | 43281.7961 | 2224.2142 | 2229.9122 | 2228.7625 | 2226.8132 | 2224.1901 | 2220.9803 | 2208.0624 | 2194.3884 | 2179.9537 | 2164.6569 | 2193.4296 | 2175.9269 | 2156.8173 | 2136.0184 | 2113.3344 | 2088.7664 | 2062.4529 | 2112.3394 | 2083.5505 | 2051.6237 | 5.6024 | 0 | 0 | 0 | 0 | 0 | 0 | 0 | 0 | 0 | 0
Total Net Operating Cash - Project Year |  | 43281.7961 | 2230.4084 | 2229.909 | 2228.757 | 2226.806 | 2224.1812 | 2220.9444 | 2208.0244 | 2194.3483 | 2179.9112 | 2164.7368 | 2193.381 | 2175.8738 | 2156.7595 | 2135.9554 | 2113.2662 | 2088.6933 | 2062.5915 | 2112.2594 | 2083.4618 | 2045.9403 | 5.5869 | 0 | 0 | 0 | 0 | 0 | 0 | 0 | 0 | 0 | 0
TRANCHE A |  | Weight
Cash Available for SR Debt -- Project Year |  | 100% | 2230.4084 | 2229.909 | 2228.757 | 2226.806 | 2224.1812 | 2220.9444 | 2208.0244 | 2194.3483 | 2179.9112 | 2164.7368 | 2193.381 | 2175.8738 | 2156.7595 | 2135.9554 | 2113.2662 | 2088.6933 | 2062.5915 | 2112.2594 | 2083.4618 | 2045.9403 | 5.5869 | 0 | 0 | 0 | 0 | 0 | 0 | 0 | 0 | 0 | 0
|  |  | 1 | 2 | 3 | 4 | 5 | 6 | 7 | 8 | 9 | 10 | 11 | 12 | 13 | 14 | 15 | 16 | 17 | 18 | 19 | 20 | 21 | 22 | 23 | 24 | 25 | 26 | 27 | 28 | 29 | 30 | 31
Target Coverage Ratios |  |  | 140% | 140% | 140% | 140% | 140% | 140% | 140% | 140% | 140% | 140% | 140% | 140% | 140% | 140% | 140% | 140% | 140% | 140% | 140% | 140% | 140% | 140% | 140% | 140% | 140% | 140% | 140% | 140% | 140% | 140% | 140%
Actual Coverage Ratios |  |  | 1: 140%; 2: 140%; 3: 140%; 4: 140%; 5: 140%; 6: 140%; 7: 140%; 8: 140%; 9: 140%; 10: 140%; 11: 140%; 12: 140%; 13: 140%; 14: 140%; 15: 140%; 16: 140%; 17: 148.1%
Interest |  |  | 10.02% | 10.02% | 10.02% | 10.02% | 10.02% | 10.02% | 10.02% | 10.02% | 10.02% | 10.02% | 10.02% | 10.02% | 10.02% | 10.02% | 10.02% | 10.02% | 10.02% | 10.02% | 10.02% | 10.02% | 10.02% | 10.02% | 10.02% | 10.02% | 10.02% | 10.02% | 10.02% | 10.02% | 10.02% | 10.02% | 10.02%
PVF |  |  | 0.90893 | 0.82615 | 0.75091 | 0.68253 | 0.62037 | 0.56387 | 0.51252 | 0.46584 | 0.42342 | 0.38486 | 0.34981 | 0.31795 | 0.28899 | 0.26267 | 0.23875 | 0.21701 | 0.19725 | 0.17928 | 0.16295 | 0.14811 | 0.13462 | 0.12236 | 0.11122 | 0.10109 | 0.091885 | 0.083517 | 0.075911 | 0.068998 | 0.062714 | 0.057002 | 0.051811
Cash Available for Coverage |  | #DIV/0! | 1593.1489 | 1592.7922 | 1591.9693 | 1590.5757 | 1588.7008 | 1586.3889 | 1577.1603 | 1567.3917 | 1557.0794 | 1546.2406 | 1566.7007 | 1554.1956 | 1540.5425 | 1525.6824 | 1509.4758 | 1491.9238 | 1473.2797 | 1508.7567 | 1488.187 | 1461.3859 | 3.9906 | 0 | 0 | 0 | 0 | 0 | 0 | 0 | 0 | 0 | 0
Cash Used for SR Debt |  | #DIV/0! | 1593.1489 | 1592.7922 | 1591.9693 | 1590.5757 | 1588.7008 | 1586.3889 | 1577.1603 | 1567.3917 | 1557.0794 | 1546.2406 | 1566.7007 | 1554.1956 | 1540.5425 | 1525.6824 | 1509.4758 | 1491.9238 | 1473.2797 | 0 | 0 | 0 | 0 | 0 | 0 | 0 | 0 | 0 | 0 | 0 | 0 | 0 | 0
PV |  |  | 1448.0586 | 1315.8872 | 1195.4296 | 1085.6089 | 985.5779 | 894.5163 | 808.3217 | 730.156 | 659.2933 | 595.0792 | 548.0415 | 494.1547 | 445.2057 | 400.7568 | 360.39 | 323.7598 | 290.5971 | 0 | 0 | 0 | 0 | 0 | 0 | 0 | 0 | 0 | 0 | 0 | 0 | 0 | 0
Total PV + Fine Tuner |  |  | 1: 12580.8341
Target Term |  |  | 1: 17; 3: 17; 4: Actual Term
Cash Available for Coverage | Weight
1st S.A. Repayment Period | 50% |  | 796.5744 | 796.3961 | 795.9847 | 795.2878 | 794.3504 | 793.1944 | 788.5802 | 783.6958 | 778.5397 | 773.1203 | 783.3504 | 777.0978 | 770.2713 | 762.8412 | 754.7379 | 745.9619 | 736.6398 | 754.3784 | 744.0935 | 730.693 | 1.9953 | 0 | 0 | 0 | 0 | 0 | 0 | 0 | 0 | 0 | 0
2nd S.A. Repayment Period | 50% |  | 796.5744 | 796.3961 | 795.9847 | 795.2878 | 794.3504 | 793.1944 | 788.5802 | 783.6958 | 778.5397 | 773.1203 | 783.3504 | 777.0978 | 770.2713 | 762.8412 | 754.7379 | 745.9619 | 736.6398 | 754.3784 | 744.0935 | 730.693 | 1.9953 | 0 | 0 | 0 | 0 | 0 | 0 | 0 | 0 | 0 | 0
|  | Year | 1 | 2 | 3 | 4 | 5 | 6 | 7 | 8 | 9 | 10 | 11 | 12 | 13 | 14 | 15 | 16 | 17 | 18 | 19 | 20 | 21 | 22 | 23 | 24 | 25 | 26 | 27 | 28 | 29 | 30 | 31
Project Start Date |  |  | 2002-01-01 | 2002-12-30 | 2003-12-30 | 2004-12-30 | 2005-12-30 | 2006-12-30 | 2007-12-30 | 2008-12-30 | 2009-12-30 | 2010-12-30 | 2011-12-30 | 2012-12-30 | 2013-12-30 | 2014-12-30 | 2015-12-30 | 2016-12-30 | 2017-12-30 | 2018-12-30 | 2019-12-30 | 2020-12-30 | 2021-12-30 | 2022-12-30 | 2023-12-30 | 2024-12-30 | 2025-12-30 | 2026-12-30 | 2027-12-30 | 2028-12-30 | 2029-12-30 | 2030-12-30 | 2031-12-30 | 2032-12-30
Days in Period |  |  | 180 | 182 | 183 | 182 | 182 | 182 | 183 | 182 | 182 | 182 | 183 | 182 | 182 | 182 | 183 | 182 | 182 | 182 | 183 | 182 | 182 | 182 | 183 | 182 | 182 | 182 | 183 | 182 | 182 | 182 | 183
Beginning Loan Balance |  |  | 12580.8341 | 12250.2745 | 11893.0067 | 11502.8455 | 11069.9925 | 10593.9725 | 10070.7373 | 9505.407 | 8888.259 | 8217.3988 | 7487.7712 | 6663.3488 | 5763.6812 | 4784.2978 | 3718.1325 | 2558.6137 | 1295.2215 | 0 | 0 | 0 | 0 | 0 | 0 | 0 | 0 | 0 | 0 | 0 | 0 | 0 | 0
Interest |  |  | 630.2773 | 620.536 | 605.7487 | 582.6751 | 560.749 | 536.6362 | 512.9347 | 481.4951 | 450.2335 | 416.2512 | 381.376 | 337.531 | 291.9585 | 242.348 | 189.3763 | 129.6062 | 65.6093 | 0 | 0 | 0 | 0 | 0 | 0 | 0 | 0 | 0 | 0 | 0 | 0 | 0 | 0
Principal |  |  | 166.2971 | 175.8601 | 190.2359 | 212.6128 | 233.6015 | 256.5582 | 275.6454 | 302.2007 | 328.3062 | 356.8691 | 401.9743 | 439.5668 | 478.3128 | 520.4933 | 565.3616 | 616.3557 | 671.0306 | 0 | 0 | 0 | 0 | 0 | 0 | 0 | 0 | 0 | 0 | 0 | 0 | 0 | 0
Ending Balance |  |  | 12414.537 | 12074.4144 | 11702.7708 | 11290.2328 | 10836.391 | 10337.4143 | 9795.0919 | 9203.2062 | 8559.9528 | 7860.5297 | 7085.7969 | 6223.782 | 5285.3684 | 4263.8046 | 3152.7709 | 1942.258 | 624.191 | 0 | 0 | 0 | 0 | 0 | 0 | 0 | 0 | 0 | 0 | 0 | 0 | 0 | 0
First Payment Date |  |  | 2002-06-30 | 2003-06-30 | 2004-06-30 | 2005-06-30 | 2006-06-30 | 2007-06-30 | 2008-06-30 | 2009-06-30 | 2010-06-30 | 2011-06-30 | 2012-06-30 | 2013-06-30 | 2014-06-30 | 2015-06-30 | 2016-06-30 | 2017-06-30 | 2018-06-30 | 2019-06-30 | 2020-06-30 | 2021-06-30 | 2022-06-30 | 2023-06-30 | 2024-06-30 | 2025-06-30 | 2026-06-30 | 2027-06-30 | 2028-06-30 | 2029-06-30 | 2030-06-30 | 2031-06-30 | 2032-06-30 | 2033-06-30
Days in Period |  |  | 183 | 183 | 183 | 183 | 183 | 183 | 183 | 183 | 183 | 183 | 183 | 183 | 183 | 183 | 183 | 183 | 183 | 183 | 183 | 183 | 183 | 183 | 183 | 183 | 183 | 183 | 183 | 183 | 183 | 183 | 183
Mid-Year Loan Balance |  |  | 12414.537 | 12074.4144 | 11702.7708 | 11290.2328 | 10836.391 | 10337.4143 | 9795.0919 | 9203.2062 | 8559.9528 | 7860.5297 | 7085.7969 | 6223.782 | 5285.3684 | 4263.8046 | 3152.7709 | 1942.258 | 624.191 | 0 | 0 | 0 | 0 | 0 | 0 | 0 | 0 | 0 | 0 | 0 | 0 | 0 | 0
Interest |  |  | 632.3119 | 614.9884 | 596.0594 | 575.0475 | 551.9319 | 526.5174 | 498.8952 | 468.7486 | 435.9857 | 400.3618 | 360.9022 | 316.997 | 269.2007 | 217.1692 | 160.5807 | 98.9254 | 31.792 | 0 | 0 | 0 | 0 | 0 | 0 | 0 | 0 | 0 | 0 | 0 | 0 | 0 | 0
Principal |  |  | 164.2625 | 181.4077 | 199.9253 | 220.2403 | 242.4185 | 266.677 | 289.6849 | 314.9472 | 342.5541 | 372.7585 | 422.4481 | 460.1008 | 501.0706 | 545.6721 | 594.1572 | 647.0365 | 624.191 | 0 | 0 | 0 | 0 | 0 | 0 | 0 | 0 | 0 | 0 | 0 | 0 | 0 | 0 | 0
Ending Balance |  |  | 12250.2745 | 11893.0067 | 11502.8455 | 11069.9925 | 10593.9725 | 10070.7373 | 9505.407 | 8888.259 | 8217.3988 | 7487.7712 | 6663.3488 | 5763.6812 | 4784.2978 | 3718.1325 | 2558.6137 | 1295.2215 | 0 | 0 | 0 | 0 | 0 | 0 | 0 | 0 | 0 | 0 | 0 | 0 | 0 | 0 | 0
Second Payment Date |  |  | 2002-12-30 | 2003-12-30 | 2004-12-30 | 2005-12-30 | 2006-12-30 | 2007-12-30 | 2008-12-30 | 2009-12-30 | 2010-12-30 | 2011-12-30 | 2012-12-30 | 2013-12-30 | 2014-12-30 | 2015-12-30 | 2016-12-30 | 2017-12-30 | 2018-12-30 | 2019-12-30 | 2020-12-30 | 2021-12-30 | 2022-12-30 | 2023-12-30 | 2024-12-30 | 2025-12-30 | 2026-12-30 | 2027-12-30 | 2028-12-30 | 2029-12-30 | 2030-12-30 | 2031-12-30 | 2032-12-30 | 2033-12-30
Counter Beginning Period |  |  | 1 | 1 | 1 | 1 | 1 | 1 | 1 | 1 | 1 | 1 | 1 | 1 | 1 | 1 | 1 | 1 | 1 | 0 | 0 | 0 | 0 | 0 | 0 | 0 | 0 | 0 | 0 | 0 | 0 | 0 | 0
Counter Mid Year |  |  | 1 | 1 | 1 | 1 | 1 | 1 | 1 | 1 | 1 | 1 | 1 | 1 | 1 | 1 | 1 | 1 | 1 | 0 | 0 | 0 | 0 | 0 | 0 | 0 | 0 | 0 | 0 | 0 | 0 | 0 | 0
Average Life |  |  | 2002-12-30: 10.6853
PROJECT YEAR TRANCHE A
Annual Interest Payment | 13791.7574 |  | 1262.5893 | 1235.5244 | 1201.8081 | 1157.7226 | 1112.6809 | 1063.1537 | 1011.83 | 950.2437 | 886.2192 | 816.613 | 742.2783 | 654.5281 | 561.1591 | 459.5171 | 349.957 | 228.5316 | 97.4013 | 0 | 0 | 0 | 0 | 0 | 0 | 0 | 0 | 0 | 0 | 0 | 0 | 0 | 0
Annual Principle Payment | 12580.8341 |  | 330.5596 | 357.2678 | 390.1612 | 432.8531 | 476.02 | 523.2352 | 565.3303 | 617.148 | 670.8602 | 729.6276 | 824.4224 | 899.6675 | 979.3834 | 1066.1653 | 1159.5188 | 1263.3922 | 1295.2215 | 0 | 0 | 0 | 0 | 0 | 0 | 0 | 0 | 0 | 0 | 0 | 0 | 0 | 0
Total P & I Payment |  |  | 1593.1489 | 1592.7922 | 1591.9693 | 1590.5757 | 1588.7008 | 1586.3889 | 1577.1603 | 1567.3917 | 1557.0794 | 1546.2406 | 1566.7007 | 1554.1956 | 1540.5425 | 1525.6824 | 1509.4758 | 1491.9238 | 1392.6228 | 0 | 0 | 0 | 0 | 0 | 0 | 0 | 0 | 0 | 0 | 0 | 0 | 0 | 0
ADJUSTMENT FOR CALENDAR YEAR TRANCHE A |  | 0 | bar: 2002-12-30
0 | bar: 2002-12-30
TRANCHE B |  | Weight
Cash Available for SR Debt -- Project Year |  | 0% | 0 | 0 | 0 | 0 | 0 | 0 | 0 | 0 | 0 | 0 | 0 | 0 | 0 | 0 | 0 | 0 | 0 | 0 | 0 | 0 | 0 | 0 | 0 | 0 | 0 | 0 | 0 | 0 | 0 | 0 | 0
|  |  | 1 | 2 | 3 | 4 | 5 | 6 | 7 | 8 | 9 | 10 | 11 | 12 | 13 | 14 | 15 | 16 | 17 | 18 | 19 | 20 | 21 | 22 | 23 | 24 | 25 | 26 | 27 | 28 | 29 | 30 | 31
Target Coverage Ratios |  |  | 140% | 140% | 140% | 140% | 140% | 140% | 140% | 140% | 140% | 140% | 140% | 140% | 140% | 140% | 140% | 140% | 140% | 140% | 140% | 140% | 140% | 140% | 140% | 140% | 140% | 140% | 140% | 140% | 140% | 140% | 140%
Actual Coverage Ratios
Interest | bar: 1 to 31
PVF |  |  | 0.93458 | 0.87344 | 0.8163 | 0.7629 | 0.71299 | 0.66634 | 0.62275 | 0.58201 | 0.54393 | 0.50835 | 0.47509 | 0.44401 | 0.41496 | 0.38782 | 0.36245 | 0.33873 | 0.31657 | 0.29586 | 0.27651 | 0.25842 | 0.24151 | 0.22571 | 0.21095 | 0.19715 | 0.18425 | 0.1722 | 0.16093 | 0.1504 | 0.14056 | 0.13137 | 0.12277
Cash Available for Coverage |  | #DIV/0! | 0 | 0 | 0 | 0 | 0 | 0 | 0 | 0 | 0 | 0 | 0 | 0 | 0 | 0 | 0 | 0 | 0 | 0 | 0 | 0 | 0 | 0 | 0 | 0 | 0 | 0 | 0 | 0 | 0 | 0 | 0
Cash Used for SR Debt |  | #DIV/0! | 0 | 0 | 0 | 0 | 0 | 0 | 0 | 0 | 0 | 0 | 0 | 0 | 0 | 0 | 0 | 0 | 0 | 0 | 0 | 0 | 0 | 0 | 0 | 0 | 0 | 0 | 0 | 0 | 0 | 0 | 0
PV |  |  | 0 | 0 | 0 | 0 | 0 | 0 | 0 | 0 | 0 | 0 | 0 | 0 | 0 | 0 | 0 | 0 | 0 | 0 | 0 | 0 | 0 | 0 | 0 | 0 | 0 | 0 | 0 | 0 | 0 | 0 | 0
Total PV + Fine Tuner |  |  | 1: 0
Target Term |  |  | 1: 18; 3: 0; 4: Actual Term
Cash Available for Coverage | Weight
1st S.A. Repayment Period | 50% |  | 0 | 0 | 0 | 0 | 0 | 0 | 0 | 0 | 0 | 0 | 0 | 0 | 0 | 0 | 0 | 0 | 0 | 0 | 0 | 0 | 0 | 0 | 0 | 0 | 0 | 0 | 0 | 0 | 0 | 0 | 0
2nd S.A. Repayment Period | 50% |  | 0 | 0 | 0 | 0 | 0 | 0 | 0 | 0 | 0 | 0 | 0 | 0 | 0 | 0 | 0 | 0 | 0 | 0 | 0 | 0 | 0 | 0 | 0 | 0 | 0 | 0 | 0 | 0 | 0 | 0 | 0
|  | Year | 1 | 2 | 3 | 4 | 5 | 6 | 7 | 8 | 9 | 10 | 11 | 12 | 13 | 14 | 15 | 16 | 17 | 18 | 19 | 20 | 21 | 22 | 23 | 24 | 25 | 26 | 27 | 28 | 29 | 30 | 31
Project Start Date |  |  | 2002-01-01 | 2002-12-30 | 2003-12-30 | 2004-12-30 | 2005-12-30 | 2006-12-30 | 2007-12-30 | 2008-12-30 | 2009-12-30 | 2010-12-30 | 2011-12-30 | 2012-12-30 | 2013-12-30 | 2014-12-30 | 2015-12-30 | 2016-12-30 | 2017-12-30 | 2018-12-30 | 2019-12-30 | 2020-12-30 | 2021-12-30 | 2022-12-30 | 2023-12-30 | 2024-12-30 | 2025-12-30 | 2026-12-30 | 2027-12-30 | 2028-12-30 | 2029-12-30 | 2030-12-30 | 2031-12-30 | 2032-12-30
Days in Period |  |  | 180 | 182 | 183 | 182 | 182 | 182 | 183 | 182 | 182 | 182 | 183 | 182 | 182 | 182 | 183 | 182 | 182 | 182 | 183 | 182 | 182 | 182 | 183 | 182 | 182 | 182 | 183 | 182 | 182 | 182 | 183
Beginning Loan Balance |  |  | 0 | 0 | 0 | 0 | 0 | 0 | 0 | 0 | 0 | 0 | 0 | 0 | 0 | 0 | 0 | 0 | 0 | 0 | 0 | 0 | 0 | 0 | 0 | 0 | 0 | 0 | 0 | 0 | 0 | 0 | 0
Interest |  |  | 0 | 0 | 0 | 0 | 0 | 0 | 0 | 0 | 0 | 0 | 0 | 0 | 0 | 0 | 0 | 0 | 0 | 0 | 0 | 0 | 0 | 0 | 0 | 0 | 0 | 0 | 0 | 0 | 0 | 0 | 0
Principal |  |  | 0 | 0 | 0 | 0 | 0 | 0 | 0 | 0 | 0 | 0 | 0 | 0 | 0 | 0 | 0 | 0 | 0 | 0 | 0 | 0 | 0 | 0 | 0 | 0 | 0 | 0 | 0 | 0 | 0 | 0 | 0
Ending Balance |  |  | 0 | 0 | 0 | 0 | 0 | 0 | 0 | 0 | 0 | 0 | 0 | 0 | 0 | 0 | 0 | 0 | 0 | 0 | 0 | 0 | 0 | 0 | 0 | 0 | 0 | 0 | 0 | 0 | 0 | 0 | 0
First Payment Date |  |  | 2002-06-30 | 2003-06-30 | 2004-06-30 | 2005-06-30 | 2006-06-30 | 2007-06-30 | 2008-06-30 | 2009-06-30 | 2010-06-30 | 2011-06-30 | 2012-06-30 | 2013-06-30 | 2014-06-30 | 2015-06-30 | 2016-06-30 | 2017-06-30 | 2018-06-30 | 2019-06-30 | 2020-06-30 | 2021-06-30 | 2022-06-30 | 2023-06-30 | 2024-06-30 | 2025-06-30 | 2026-06-30 | 2027-06-30 | 2028-06-30 | 2029-06-30 | 2030-06-30 | 2031-06-30 | 2032-06-30 | 2033-06-30
Days in Period |  |  | 183 | 183 | 183 | 183 | 183 | 183 | 183 | 183 | 183 | 183 | 183 | 183 | 183 | 183 | 183 | 183 | 183 | 183 | 183 | 183 | 183 | 183 | 183 | 183 | 183 | 183 | 183 | 183 | 183 | 183 | 183
Mid-Year Loan Balance |  |  | 0 | 0 | 0 | 0 | 0 | 0 | 0 | 0 | 0 | 0 | 0 | 0 | 0 | 0 | 0 | 0 | 0 | 0 | 0 | 0 | 0 | 0 | 0 | 0 | 0 | 0 | 0 | 0 | 0 | 0 | 0
Interest |  |  | 0 | 0 | 0 | 0 | 0 | 0 | 0 | 0 | 0 | 0 | 0 | 0 | 0 | 0 | 0 | 0 | 0 | 0 | 0 | 0 | 0 | 0 | 0 | 0 | 0 | 0 | 0 | 0 | 0 | 0 | 0
Principal |  |  | 0 | 0 | 0 | 0 | 0 | 0 | 0 | 0 | 0 | 0 | 0 | 0 | 0 | 0 | 0 | 0 | 0 | 0 | 0 | 0 | 0 | 0 | 0 | 0 | 0 | 0 | 0 | 0 | 0 | 0 | 0
Ending Balance |  |  | 0 | 0 | 0 | 0 | 0 | 0 | 0 | 0 | 0 | 0 | 0 | 0 | 0 | 0 | 0 | 0 | 0 | 0 | 0 | 0 | 0 | 0 | 0 | 0 | 0 | 0 | 0 | 0 | 0 | 0 | 0
Second Payment Date |  |  | 2002-12-30 | 2003-12-30 | 2004-12-30 | 2005-12-30 | 2006-12-30 | 2007-12-30 | 2008-12-30 | 2009-12-30 | 2010-12-30 | 2011-12-30 | 2012-12-30 | 2013-12-30 | 2014-12-30 | 2015-12-30 | 2016-12-30 | 2017-12-30 | 2018-12-30 | 2019-12-30 | 2020-12-30 | 2021-12-30 | 2022-12-30 | 2023-12-30 | 2024-12-30 | 2025-12-30 | 2026-12-30 | 2027-12-30 | 2028-12-30 | 2029-12-30 | 2030-12-30 | 2031-12-30 | 2032-12-30 | 2033-12-30
Counter Beginning Period |  |  | 0 | 0 | 0 | 0 | 0 | 0 | 0 | 0 | 0 | 0 | 0 | 0 | 0 | 0 | 0 | 0 | 0 | 0 | 0 | 0 | 0 | 0 | 0 | 0 | 0 | 0 | 0 | 0 | 0 | 0 | 0
Counter Mid Year |  |  | 0 | 0 | 0 | 0 | 0 | 0 | 0 | 0 | 0 | 0 | 0 | 0 | 0 | 0 | 0 | 0 | 0 | 0 | 0 | 0 | 0 | 0 | 0 | 0 | 0 | 0 | 0 | 0 | 0 | 0 | 0
Average Life |  |  | 2002-12-30: #DIV/0!
PROJECT YEAR TRANCHE B
Annual Interest Payment | 0 |  | 0 | 0 | 0 | 0 | 0 | 0 | 0 | 0 | 0 | 0 | 0 | 0 | 0 | 0 | 0 | 0 | 0 | 0 | 0 | 0 | 0 | 0 | 0 | 0 | 0 | 0 | 0 | 0 | 0 | 0 | 0
Annual Principle Payment | 0 |  | 0 | 0 | 0 | 0 | 0 | 0 | 0 | 0 | 0 | 0 | 0 | 0 | 0 | 0 | 0 | 0 | 0 | 0 | 0 | 0 | 0 | 0 | 0 | 0 | 0 | 0 | 0 | 0 | 0 | 0 | 0
Total P & I Payment |  |  | 0 | 0 | 0 | 0 | 0 | 0 | 0 | 0 | 0 | 0 | 0 | 0 | 0 | 0 | 0 | 0 | 0 | 0 | 0 | 0 | 0 | 0 | 0 | 0 | 0 | 0 | 0 | 0 | 0 | 0 | 0
ADJUSTMENT FOR CALENDAR YEAR TRANCHE B |  | 0 | bar: 2002-12-30
0 | bar: 2002-12-30
PROJECT YEAR TOTAL
Beginning Loan Balance |  |  | 12580.8341 | 12250.2745 | 11893.0067 | 11502.8455 | 11069.9925 | 10593.9725 | 10070.7373 | 9505.407 | 8888.259 | 8217.3988 | 7487.7712 | 6663.3488 | 5763.6812 | 4784.2978 | 3718.1325 | 2558.6137 | 1295.2215 | 0 | 0 | 0 | 0 | 0 | 0 | 0 | 0 | 0 | 0 | 0 | 0 | 0 | 0 | 0
Annual Interest Payment | 13791.7574 |  | 1262.5893 | 1235.5244 | 1201.8081 | 1157.7226 | 1112.6809 | 1063.1537 | 1011.83 | 950.2437 | 886.2192 | 816.613 | 742.2783 | 654.5281 | 561.1591 | 459.5171 | 349.957 | 228.5316 | 97.4013 | 0 | 0 | 0 | 0 | 0 | 0 | 0 | 0 | 0 | 0 | 0 | 0 | 0 | 0
Annual Principle Payment | 12580.8341 |  | 330.5596 | 357.2678 | 390.1612 | 432.8531 | 476.02 | 523.2352 | 565.3303 | 617.148 | 670.8602 | 729.6276 | 824.4224 | 899.6675 | 979.3834 | 1066.1653 | 1159.5188 | 1263.3922 | 1295.2215 | 0 | 0 | 0 | 0 | 0 | 0 | 0 | 0 | 0 | 0 | 0 | 0 | 0 | 0
Ending Loan Balance |  |  | 12250.2745 | 11893.0067 | 11502.8455 | 11069.9925 | 10593.9725 | 10070.7373 | 9505.407 | 8888.259 | 8217.3988 | 7487.7712 | 6663.3488 | 5763.6812 | 4784.2978 | 3718.1325 | 2558.6137 | 1295.2215 | 0 | 0 | 0 | 0 | 0 | 0 | 0 | 0 | 0 | 0 | 0 | 0 | 0 | 0 | 0 | 0
Total P & I Payment |  |  | 1593.1489 | 1592.7922 | 1591.9693 | 1590.5757 | 1588.7008 | 1586.3889 | 1577.1603 | 1567.3917 | 1557.0794 | 1546.2406 | 1566.7007 | 1554.1956 | 1540.5425 | 1525.6824 | 1509.4758 | 1491.9238 | 1392.6228 | 0 | 0 | 0 | 0 | 0 | 0 | 0 | 0 | 0 | 0 | 0 | 0 | 0 | 0
TOTALS TO MODEL
CALENDAR YEAR TRANCHE A |  |  | 2002-12-31 | 2003-12-31 | 2004-12-31 | 2005-12-31 | 2006-12-31 | 2007-12-31 | 2008-12-31 | 2009-12-31 | 2010-12-31 | 2011-12-31 | 2012-12-31 | 2013-12-31 | 2014-12-31 | 2015-12-31 | 2016-12-31 | 2017-12-31 | 2018-12-31 | 2019-12-31 | 2020-12-31 | 2021-12-31 | 2022-12-31 | 2023-12-31 | 2024-12-31 | 2025-12-31 | 2026-12-31 | 2027-12-31 | 2028-12-31 | 2029-12-31 | 2030-12-31 | 2031-12-31 | 2032-12-31 | 2033-12-31
Beginning Balance |  | 0 | 12580.8341 | 12250.2745 | 11893.0067 | 11502.8455 | 11069.9925 | 10593.9725 | 10070.7373 | 9505.407 | 8888.259 | 8217.3988 | 7487.7712 | 6663.3488 | 5763.6812 | 4784.2978 | 3718.1325 | 2558.6137 | 1295.2215 | -5.457e-12 | -5.457e-12 | -5.457e-12 | -5.457e-12 | -5.457e-12 | -5.457e-12 | -5.457e-12 | -5.457e-12 | -5.457e-12 | -5.457e-12 | -5.457e-12 | -5.457e-12 | -5.457e-12 | -5.457e-12 | -5.457e-12
Total Annual Interest | 13791.7574 | 0 | 1262.5893 | 1235.5244 | 1201.8081 | 1157.7226 | 1112.6809 | 1063.1537 | 1011.83 | 950.2437 | 886.2192 | 816.613 | 742.2783 | 654.5281 | 561.1591 | 459.5171 | 349.957 | 228.5316 | 97.4013 | 0 | 0 | 0 | 0 | 0 | 0 | 0 | 0 | 0 | 0 | 0 | 0 | 0 | 0 | 0
Total Annual Principle | 12580.8341 | 0 | 330.5596 | 357.2678 | 390.1612 | 432.8531 | 476.02 | 523.2352 | 565.3303 | 617.148 | 670.8602 | 729.6276 | 824.4224 | 899.6675 | 979.3834 | 1066.1653 | 1159.5188 | 1263.3922 | 1295.2215 | 0 | 0 | 0 | 0 | 0 | 0 | 0 | 0 | 0 | 0 | 0 | 0 | 0 | 0 | 0
Ending Balance |  | 0 | 12250.2745 | 11893.0067 | 11502.8455 | 11069.9925 | 10593.9725 | 10070.7373 | 9505.407 | 8888.259 | 8217.3988 | 7487.7712 | 6663.3488 | 5763.6812 | 4784.2978 | 3718.1325 | 2558.6137 | 1295.2215 | -5.457e-12 | -5.457e-12 | -5.457e-12 | -5.457e-12 | -5.457e-12 | -5.457e-12 | -5.457e-12 | -5.457e-12 | -5.457e-12 | -5.457e-12 | -5.457e-12 | -5.457e-12 | -5.457e-12 | -5.457e-12 | -5.457e-12 | -5.457e-12
CALENDAR YEAR TRANCHE B |  |  | 2002-12-31 | 2003-12-31 | 2004-12-31 | 2005-12-31 | 2006-12-31 | 2007-12-31 | 2008-12-31 | 2009-12-31 | 2010-12-31 | 2011-12-31 | 2012-12-31 | 2013-12-31 | 2014-12-31 | 2015-12-31 | 2016-12-31 | 2017-12-31 | 2018-12-31 | 2019-12-31 | 2020-12-31 | 2021-12-31 | 2022-12-31 | 2023-12-31 | 2024-12-31 | 2025-12-31 | 2026-12-31 | 2027-12-31 | 2028-12-31 | 2029-12-31 | 2030-12-31 | 2031-12-31 | 2032-12-31 | 2033-12-31
Beginning Balance |  | 0 | 0 | 0 | 0 | 0 | 0 | 0 | 0 | 0 | 0 | 0 | 0 | 0 | 0 | 0 | 0 | 0 | 0 | 0 | 0 | 0 | 0 | 0 | 0 | 0 | 0 | 0 | 0 | 0 | 0 | 0 | 0 | 0
Total Annual Interest | 0 | 0 | 0 | 0 | 0 | 0 | 0 | 0 | 0 | 0 | 0 | 0 | 0 | 0 | 0 | 0 | 0 | 0 | 0 | 0 | 0 | 0 | 0 | 0 | 0 | 0 | 0 | 0 | 0 | 0 | 0 | 0 | 0 | 0
Total Annual Principle | 0 | 0 | 0 | 0 | 0 | 0 | 0 | 0 | 0 | 0 | 0 | 0 | 0 | 0 | 0 | 0 | 0 | 0 | 0 | 0 | 0 | 0 | 0 | 0 | 0 | 0 | 0 | 0 | 0 | 0 | 0 | 0 | 0 | 0
Ending Balance |  | 0 | 0 | 0 | 0 | 0 | 0 | 0 | 0 | 0 | 0 | 0 | 0 | 0 | 0 | 0 | 0 | 0 | 0 | 0 | 0 | 0 | 0 | 0 | 0 | 0 | 0 | 0 | 0 | 0 | 0 | 0 | 0 | 0
CALENDAR YEAR TOTAL |  |  | 2002-12-31 | 2003-12-31 | 2004-12-31 | 2005-12-31 | 2006-12-31 | 2007-12-31 | 2008-12-31 | 2009-12-31 | 2010-12-31 | 2011-12-31 | 2012-12-31 | 2013-12-31 | 2014-12-31 | 2015-12-31 | 2016-12-31 | 2017-12-31 | 2018-12-31 | 2019-12-31 | 2020-12-31 | 2021-12-31 | 2022-12-31 | 2023-12-31 | 2024-12-31 | 2025-12-31 | 2026-12-31 | 2027-12-31 | 2028-12-31 | 2029-12-31 | 2030-12-31 | 2031-12-31 | 2032-12-31 | 2033-12-31
Beginning Balance |  |  | 12580.8341 | 12250.2745 | 11893.0067 | 11502.8455 | 11069.9925 | 10593.9725 | 10070.7373 | 9505.407 | 8888.259 | 8217.3988 | 7487.7712 | 6663.3488 | 5763.6812 | 4784.2978 | 3718.1325 | 2558.6137 | 1295.2215 | -5.457e-12 | -5.457e-12 | -5.457e-12 | -5.457e-12 | -5.457e-12 | -5.457e-12 | -5.457e-12 | -5.457e-12 | -5.457e-12 | -5.457e-12 | -5.457e-12 | -5.457e-12 | -5.457e-12 | -5.457e-12 | -5.457e-12
Total Annual Interest | 13791.7574 |  | 1262.5893 | 1235.5244 | 1201.8081 | 1157.7226 | 1112.6809 | 1063.1537 | 1011.83 | 950.2437 | 886.2192 | 816.613 | 742.2783 | 654.5281 | 561.1591 | 459.5171 | 349.957 | 228.5316 | 97.4013 | 0 | 0 | 0 | 0 | 0 | 0 | 0 | 0 | 0 | 0 | 0 | 0 | 0 | 0 | 0
Total Annual Principle | 12580.8341 |  | 330.5596 | 357.2678 | 390.1612 | 432.8531 | 476.02 | 523.2352 | 565.3303 | 617.148 | 670.8602 | 729.6276 | 824.4224 | 899.6675 | 979.3834 | 1066.1653 | 1159.5188 | 1263.3922 | 1295.2215 | 0 | 0 | 0 | 0 | 0 | 0 | 0 | 0 | 0 | 0 | 0 | 0 | 0 | 0 | 0
Ending Balance |  |  | 12250.2745 | 11893.0067 | 11502.8455 | 11069.9925 | 10593.9725 | 10070.7373 | 9505.407 | 8888.259 | 8217.3988 | 7487.7712 | 6663.3488 | 5763.6812 | 4784.2978 | 3718.1325 | 2558.6137 | 1295.2215 | -5.457e-12 | -5.457e-12 | -5.457e-12 | -5.457e-12 | -5.457e-12 | -5.457e-12 | -5.457e-12 | -5.457e-12 | -5.457e-12 | -5.457e-12 | -5.457e-12 | -5.457e-12 | -5.457e-12 | -5.457e-12 | -5.457e-12 | -5.457e-12
NOTE: Calendar Year Totals are hooked to rest of model by default. During Debt and Equity closing, Project Year totals may more accurately reflect the timing of cash flows
Note on E10: Eddie Moses: This line used for hlookup functions - do not remove
Note on B23: Eddie Moses: At Debt close you may hook accurate S.A. Net Operating Cash available for Debt Service here
Note on B68: Eddie Moses: At Debt close you may hook accurate S.A. Net Operating Cash available for Debt Service here
Note on D268: Eddie Moses/EWC/Enron 11/18/98 09:11:55 AM Debt Fine Tuner adds money to the PV of the last year of the Debt Term. The formula which solves for Debt (=PV of Cash Available for Debt after coverage ratio solved at the interest rate and then summed) comes up with a larger final coverage ratio, the longer the Debt Term. The Tuner is needed to adjust this.

## JrDebt
SMUD - Solano 34.50MW Project |  |  | 1 | 2 | 3 | 4 | 5 | 6 | 7 | 8 | 9 | 10 | 11 | 12 | 13 | 14 | 15 | 16 | 17 | 18 | 19 | 20 | 21 | 22 | 23 | 24 | 25 | 26 | 27 | 28 | 29 | 30 | 31
Junior Debt - PTC Monetization |  |  | 2002 | 2003 | 2004 | 2005 | 2006 | 2007 | 2008 | 2009 | 2010 | 2011 | 2012 | 2013 | 2014 | 2015 | 2016 | 2017 | 2018 | 2019 | 2020 | 2021 | 2022 | 2023 | 2024 | 2025 | 2026 | 2027 | 2028 | 2029 | 2030 | 2031 | 2032
PTC MONETIZATION
Forecasted PTC -- Project Year |  |  | 2291.4642 | 2418.3946 | 2418.3946 | 2418.7481 | 2545.6785 | 2546.0321 | 2672.9624 | 2672.9624 | 2673.316 | 2800.2464 | 0 | 0 | 0 | 0 | 0 | 0 | 0 | 0 | 0 | 0 | 0 | 0 | 0 | 0 | 0 | 0 | 0 | 0 | 0 | 0 | 0
PTC REDUCTION % - for exclusion |  |  | 100% | 100% | 100% | 100% | 100% | 100% | 100% | 100% | 100% | 100% | 100% | 100% | 100% | 100% | 100% | 100% | 100% | 100% | 100% | 100% | 100% | 100% | 100% | 100% | 100% | 100% | 100% | 100% | 100% | 100% | 100%
Pre-Exclusion PTC Subject to Monetization |  |  | 2291.4642 | 2418.3946 | 2418.3946 | 2418.7481 | 2545.6785 | 2546.0321 | 2672.9624 | 2672.9624 | 2673.316 | 2800.2464 | 0 | 0 | 0 | 0 | 0 | 0 | 0 | 0 | 0 | 0 | 0 | 0 | 0 | 0 | 0 | 0 | 0 | 0 | 0 | 0 | 0
Initial Excluded PTC | 41% |  | -939.5003 | -991.5418 | -991.5418 | -991.6867 | -1043.7282 | 0 | 0 | 0 | 0 | 0 | 0 | 0 | 0 | 0 | 0 | 0 | 0 | 0 | 0 | 0 | 0 | 0 | 0 | 0 | 0 | 0 | 0 | 0 | 0 | 0 | 0
Final Excluded PTC | 28% |  | 0 | 0 | 0 | 0 | 0 | -712.889 | -748.4295 | -748.4295 | -748.5285 | -784.069 | 0 | 0 | 0 | 0 | 0 | 0 | 0 | 0 | 0 | 0 | 0 | 0 | 0 | 0 | 0 | 0 | 0 | 0 | 0 | 0 | 0
PTC Subject to Monetization |  |  | 1351.9639 | 1426.8528 | 1426.8528 | 1427.0614 | 1501.9503 | 1833.1431 | 1924.533 | 1924.533 | 1924.7875 | 2016.1774 | 0 | 0 | 0 | 0 | 0 | 0 | 0 | 0 | 0 | 0 | 0 | 0 | 0 | 0 | 0 | 0 | 0 | 0 | 0 | 0 | 0
PTC Allocated for Monetization - Oustide Equity | 99% |  | 1338.4443 | 1412.5843 | 1412.5843 | 1412.7908 | 1486.9308 | 1814.8117 | 1905.2876 | 1905.2876 | 1905.5396 | 1996.0156 | 0 | 0 | 0 | 0 | 0 | 0 | 0 | 0 | 0 | 0 | 0 | 0 | 0 | 0 | 0 | 0 | 0 | 0 | 0 | 0 | 0
PTC Allocated for Monetization - EWC | 1% |  | 13.5196 | 14.2685 | 14.2685 | 14.2706 | 15.0195 | 18.3314 | 19.2453 | 19.2453 | 19.2479 | 20.1618 | 0 | 0 | 0 | 0 | 0 | 0 | 0 | 0 | 0 | 0 | 0 | 0 | 0 | 0 | 0 | 0 | 0 | 0 | 0 | 0 | 0
Monetization Rate / Additional Outside Equity | 0 |  | 0 | 0 | 0 | 0 | 0 | 0 | 0 | 0 | 0 | 0 | 0 | 0 | 0 | 0 | 0 | 0 | 0 | 0 | 0 | 0 | 0 | 0 | 0 | 0 | 0 | 0 | 0 | 0 | 0 | 0 | 0
Monetization Rate / Additional EWC Equity | 0 |  | 0 | 0 | 0 | 0 | 0 | 0 | 0 | 0 | 0 | 0 | 0 | 0 | 0 | 0 | 0 | 0 | 0 | 0 | 0 | 0 | 0 | 0 | 0 | 0 | 0 | 0 | 0 | 0 | 0 | 0 | 0
Total Monetized PTC for JR Debt |  |  | 0 | 0 | 0 | 0 | 0 | 0 | 0 | 0 | 0 | 0 | 0 | 0 | 0 | 0 | 0 | 0 | 0 | 0 | 0 | 0 | 0 | 0 | 0 | 0 | 0 | 0 | 0 | 0 | 0 | 0 | 0
PTC GEC CHECK COV RATIO |  |  | 150% | 150% | 150% | 150% | 150% | 150% | 150% | 150% | 150% | 150% | 150% | 150% | 150% | 150% | 150% | 150% | 150% | 150% | 150% | 150% | 150% | 150% | 150% | 150% | 150% | 150% | 150% | 150% | 150% | 150% | 150%
PTC for Monetization - Test 1 |  |  | 1527.6428 | 1612.2631 | 1612.2631 | 1612.4988 | 1697.119 | 1697.3547 | 1781.975 | 1781.975 | 1782.2107 | 1866.8309 | 0 | 0 | 0 | 0 | 0 | 0 | 0 | 0 | 0 | 0 | 0 | 0 | 0 | 0 | 0 | 0 | 0 | 0 | 0 | 0 | 0
PROJECT CASH
Net Project Cash Available for JR Debt -- Project Year |  |  | 568.8331 | 571.6047 | 569.7361 | 567.6258 | 565.31 | 562.8908 | 557.678 | 552.2412 | 546.5728 | 540.3554 | 547.053 | 540.4546 | 533.3423 | 525.6839 | 517.4219 | 509.3891 | 594.5 | 2030.7434 | 1999.6489 | 1963.2541 | 5.3502 | 0 | 0 | 0 | 0 | 0 | 0 | 0 | 0 | 0 | 0
Project Cash for JR Debt Coverage Ratio |  |  | 100% | 100% | 100% | 100% | 100% | 100% | 100% | 100% | 100% | 100% | 100% | 100% | 100% | 100% | 100% | 100% | 100% | 100% | 100% | 100% | 100% | 100% | 100% | 100% | 100% | 100% | 100% | 100% | 100% | 100% | 100%
Total Project Cash for JR Debt |  |  | 568.8331 | 571.6047 | 569.7361 | 567.6258 | 565.31 | 562.8908 | 557.678 | 552.2412 | 546.5728 | 540.3554 | 547.053 | 540.4546 | 533.3423 | 525.6839 | 517.4219 | 509.3891 | 594.5 | 2030.7434 | 1999.6489 | 1963.2541 | 5.3502 | 0 | 0 | 0 | 0 | 0 | 0 | 0 | 0 | 0 | 0
Total Cash Available for JR Debt - Test 2 |  |  | 568.8331 | 571.6047 | 569.7361 | 567.6258 | 565.31 | 562.8908 | 557.678 | 552.2412 | 546.5728 | 540.3554 | 547.053 | 540.4546 | 533.3423 | 525.6839 | 517.4219 | 509.3891 | 594.5 | 2030.7434 | 1999.6489 | 1963.2541 | 5.3502 | 0 | 0 | 0 | 0 | 0 | 0 | 0 | 0 | 0 | 0
|  |  | 1 | 2 | 3 | 4 | 5 | 6 | 7 | 8 | 9 | 10 | 11 | 12 | 13 | 14 | 15 | 16 | 17 | 18 | 19 | 20 | 21 | 22 | 23 | 24 | 25 | 26 | 27 | 28 | 29 | 30 | 31
Target Coverage Ratios |  |  | 120% | 120% | 120% | 120% | 120% | 120% | 120% | 120% | 120% | 120% | 120% | 120% | 120% | 120% | 120% | 120% | 120% | 120% | 120% | 120% | 120% | 120% | 120% | 120% | 120% | 120% | 120% | 120% | 120% | 120% | 120%
Actual Coverage Ratios
JR Debt Interest Rate | bar: 1 to 31
PVF |  |  | 0.92593 | 0.85734 | 0.79383 | 0.73503 | 0.68058 | 0.63017 | 0.58349 | 0.54027 | 0.50025 | 0.46319 | 0.42888 | 0.39711 | 0.3677 | 0.34046 | 0.31524 | 0.29189 | 0.27027 | 0.25025 | 0.23171 | 0.21455 | 0.19866 | 0.18394 | 0.17032 | 0.1577 | 0.14602 | 0.1352 | 0.12519 | 0.11591 | 0.10733 | 0.099377 | 0.092016
Total Cash for JR Debt = min(Test1,Test2) | 4669.04 | #DIV/0! | 474.0275 | 476.3372 | 474.7801 | 473.0215 | 471.0917 | 469.0757 | 464.7317 | 460.201 | 455.4774 | 450.2962 | 0 | 0 | 0 | 0 | 0 | 0 | 0 | 0 | 0 | 0 | 0 | 0 | 0 | 0 | 0 | 0 | 0 | 0 | 0 | 0 | 0
PV |  |  | 438.9144 | 408.3824 | 376.8957 | 347.6849 | 320.6171 | 295.5973 | 271.1665 | 248.6323 | 227.8521 | 208.5743 | 0 | 0 | 0 | 0 | 0 | 0 | 0 | 0 | 0 | 0 | 0 | 0 | 0 | 0 | 0 | 0 | 0 | 0 | 0 | 0 | 0
Total PV + Fine Tuner |  |  | 1: 3044.3169
Target Term |  |  | 1: 10; 3: 0; 4: Actual Term
|  | Year | 1 | 2 | 3 | 4 | 5 | 6 | 7 | 8 | 9 | 10 | 11 | 12 | 13 | 14 | 15 | 16 | 17 | 18 | 19 | 20 | 21 | 22 | 23 | 24 | 25 | 26 | 27 | 28 | 29 | 30 | 30
Project Start Date |  |  | 2002-01-01 | 2003-01-01 | 2004-01-01 | 2005-01-01 | 2006-01-01 | 2007-01-01 | 2008-01-01 | 2009-01-01 | 2010-01-01 | 2011-01-01 | 2012-01-01 | 2013-01-01 | 2014-01-01 | 2015-01-01 | 2016-01-01 | 2017-01-01 | 2018-01-01 | 2019-01-01 | 2020-01-01 | 2021-01-01 | 2022-01-01 | 2023-01-01 | 2024-01-01 | 2025-01-01 | 2026-01-01 | 2027-01-01 | 2028-01-01 | 2029-01-01 | 2030-01-01 | 2031-01-01 | 2032-01-01 | 2033-01-01
Days in Period |  |  | 0 | 0 | 0 | 0 | 0 | 0 | 0 | 0 | 0 | 0 | 0 | 0 | 0 | 0 | 0 | 0 | 0 | 0 | 0 | 0 | 0 | 0 | 0 | 0 | 0 | 0 | 0 | 0 | 0 | 0 | 0
Beginning Loan Balance |  |  | 0 | 0 | 0 | 0 | 0 | 0 | 0 | 0 | 0 | 0 | 0 | 0 | 0 | 0 | 0 | 0 | 0 | 0 | 0 | 0 | 0 | 0 | 0 | 0 | 0 | 0 | 0 | 0 | 0 | 0 | 0
Interest |  |  | 0 | 0 | 0 | 0 | 0 | 0 | 0 | 0 | 0 | 0 | 0 | 0 | 0 | 0 | 0 | 0 | 0 | 0 | 0 | 0 | 0 | 0 | 0 | 0 | 0 | 0 | 0 | 0 | 0 | 0 | 0
Principal |  |  | 0 | 0 | 0 | 0 | 0 | 0 | 0 | 0 | 0 | 0 | 0 | 0 | 0 | 0 | 0 | 0 | 0 | 0 | 0 | 0 | 0 | 0 | 0 | 0 | 0 | 0 | 0 | 0 | 0 | 0 | 0
Ending Balance |  |  | 0 | 0 | 0 | 0 | 0 | 0 | 0 | 0 | 0 | 0 | 0 | 0 | 0 | 0 | 0 | 0 | 0 | 0 | 0 | 0 | 0 | 0 | 0 | 0 | 0 | 0 | 0 | 0 | 0 | 0 | 0
First Payment Date |  |  | 2002-07-01 | 2003-07-01 | 2004-07-01 | 2005-07-01 | 2006-07-01 | 2007-07-01 | 2008-07-01 | 2009-07-01 | 2010-07-01 | 2011-07-01 | 2012-07-01 | 2013-07-01 | 2014-07-01 | 2015-07-01 | 2016-07-01 | 2017-07-01 | 2018-07-01 | 2019-07-01 | 2020-07-01 | 2021-07-01 | 2022-07-01 | 2023-07-01 | 2024-07-01 | 2025-07-01 | 2026-07-01 | 2027-07-01 | 2028-07-01 | 2029-07-01 | 2030-07-01 | 2031-07-01 | 2032-07-01 | 2033-07-01
Days in Period |  |  | 365 | 366 | 365 | 365 | 365 | 366 | 365 | 365 | 365 | 366 | 365 | 365 | 365 | 366 | 365 | 365 | 365 | 366 | 365 | 365 | 365 | 366 | 365 | 365 | 365 | 366 | 365 | 365 | 365 | 366 | 365
Mid-Year Loan Balance |  |  | 0 | 0 | 0 | 0 | 0 | 0 | 0 | 0 | 0 | 0 | 0 | 0 | 0 | 0 | 0 | 0 | 0 | 0 | 0 | 0 | 0 | 0 | 0 | 0 | 0 | 0 | 0 | 0 | 0 | 0 | 0
Interest |  |  | 0 | 0 | 0 | 0 | 0 | 0 | 0 | 0 | 0 | 0 | 0 | 0 | 0 | 0 | 0 | 0 | 0 | 0 | 0 | 0 | 0 | 0 | 0 | 0 | 0 | 0 | 0 | 0 | 0 | 0 | 0
Principal |  |  | 0 | 0 | 0 | 0 | 0 | 0 | 0 | 0 | 0 | 0 | 0 | 0 | 0 | 0 | 0 | 0 | 0 | 0 | 0 | 0 | 0 | 0 | 0 | 0 | 0 | 0 | 0 | 0 | 0 | 0 | 0
Ending Balance |  |  | 0 | 0 | 0 | 0 | 0 | 0 | 0 | 0 | 0 | 0 | 0 | 0 | 0 | 0 | 0 | 0 | 0 | 0 | 0 | 0 | 0 | 0 | 0 | 0 | 0 | 0 | 0 | 0 | 0 | 0 | 0
Second Payment Date |  |  | 2003-01-01 | 2004-01-01 | 2005-01-01 | 2006-01-01 | 2007-01-01 | 2008-01-01 | 2009-01-01 | 2010-01-01 | 2011-01-01 | 2012-01-01 | 2013-01-01 | 2014-01-01 | 2015-01-01 | 2016-01-01 | 2017-01-01 | 2018-01-01 | 2019-01-01 | 2020-01-01 | 2021-01-01 | 2022-01-01 | 2023-01-01 | 2024-01-01 | 2025-01-01 | 2026-01-01 | 2027-01-01 | 2028-01-01 | 2029-01-01 | 2030-01-01 | 2031-01-01 | 2032-01-01 | 2033-01-01 | 2034-01-01
PROJECT YEAR
Annual Interest Payment | 0 |  | 0 | 0 | 0 | 0 | 0 | 0 | 0 | 0 | 0 | 0 | 0 | 0 | 0 | 0 | 0 | 0 | 0 | 0 | 0 | 0 | 0 | 0 | 0 | 0 | 0 | 0 | 0 | 0 | 0 | 0 | 0
Annual Principle Payment | 0 |  | 0 | 0 | 0 | 0 | 0 | 0 | 0 | 0 | 0 | 0 | 0 | 0 | 0 | 0 | 0 | 0 | 0 | 0 | 0 | 0 | 0 | 0 | 0 | 0 | 0 | 0 | 0 | 0 | 0 | 0 | 0
Total P & I Payment |  |  | 0 | 0 | 0 | 0 | 0 | 0 | 0 | 0 | 0 | 0 | 0 | 0 | 0 | 0 | 0 | 0 | 0 | 0 | 0 | 0 | 0 | 0 | 0 | 0 | 0 | 0 | 0 | 0 | 0 | 0 | 0
Counter Beginning Period |  |  | 0 | 0 | 0 | 0 | 0 | 0 | 0 | 0 | 0 | 0 | 0 | 0 | 0 | 0 | 0 | 0 | 0 | 0 | 0 | 0 | 0 | 0 | 0 | 0 | 0 | 0 | 0 | 0 | 0 | 0 | 0
Counter Mid Year |  |  | 0 | 0 | 0 | 0 | 0 | 0 | 0 | 0 | 0 | 0 | 0 | 0 | 0 | 0 | 0 | 0 | 0 | 0 | 0 | 0 | 0 | 0 | 0 | 0 | 0 | 0 | 0 | 0 | 0 | 0 | 0
Average Life |  |  | 2003-01-01: #DIV/0!
ADJUSTMENT FOR CALENDAR YEAR |  | 1 | 2003-01-01: 0
|  | 0.0027397 | 2003-01-01: 0.99726
CALENDAR YEAR to rest of model |  |  | 2002-12-31 | 2003-12-31 | 2004-12-31 | 2005-12-31 | 2006-12-31 | 2007-12-31 | 2008-12-31 | 2009-12-31 | 2010-12-31 | 2011-12-31 | 2012-12-31 | 2013-12-31 | 2014-12-31 | 2015-12-31 | 2016-12-31 | 2017-12-31 | 2018-12-31 | 2019-12-31 | 2020-12-31 | 2021-12-31 | 2022-12-31 | 2023-12-31 | 2024-12-31 | 2025-12-31 | 2026-12-31 | 2027-12-31 | 2028-12-31 | 2029-12-31 | 2030-12-31 | 2031-12-31 | 2032-12-31 | 2033-12-31
Beginning Balance |  | 0 | 0 | 0 | 0 | 0 | 0 | 0 | 0 | 0 | 0 | 0 | 0 | 0 | 0 | 0 | 0 | 0 | 0 | 0 | 0 | 0 | 0 | 0 | 0 | 0 | 0 | 0 | 0 | 0 | 0 | 0 | 0 | 0
Total Annual Interest | 0 | 0 | 0 | 0 | 0 | 0 | 0 | 0 | 0 | 0 | 0 | 0 | 0 | 0 | 0 | 0 | 0 | 0 | 0 | 0 | 0 | 0 | 0 | 0 | 0 | 0 | 0 | 0 | 0 | 0 | 0 | 0 | 0 | 0
Total Annual Principle | 0 | 0 | 0 | 0 | 0 | 0 | 0 | 0 | 0 | 0 | 0 | 0 | 0 | 0 | 0 | 0 | 0 | 0 | 0 | 0 | 0 | 0 | 0 | 0 | 0 | 0 | 0 | 0 | 0 | 0 | 0 | 0 | 0 | 0
Ending Balance |  | 0 | 0 | 0 | 0 | 0 | 0 | 0 | 0 | 0 | 0 | 0 | 0 | 0 | 0 | 0 | 0 | 0 | 0 | 0 | 0 | 0 | 0 | 0 | 0 | 0 | 0 | 0 | 0 | 0 | 0 | 0 | 0 | 0
Additional Equity -- Outside | 0 | 0 | 0 | 0 | 0 | 0 | 0 | 0 | 0 | 0 | 0 | 0 | 0 | 0 | 0 | 0 | 0 | 0 | 0 | 0 | 0 | 0 | 0 | 0 | 0 | 0 | 0 | 0 | 0 | 0 | 0 | 0 | 0 | 0
Additional Equity -- EWC | 0 | 0 | 0 | 0 | 0 | 0 | 0 | 0 | 0 | 0 | 0 | 0 | 0 | 0 | 0 | 0 | 0 | 0 | 0 | 0 | 0 | 0 | 0 | 0 | 0 | 0 | 0 | 0 | 0 | 0 | 0 | 0 | 0 | 0
Note on D14: Eddie Moses: Do not use these cells as it effects the calendar year Add/Equity calc
Note on E28: Eddie Moses: These cells are used for HLOOKUP functions - please keep with coverage ratios

## Income
| SMUD - Solano 34.50MW Project |  |  | 1 | 2 | 3 | 4 | 5 | 6 | 7 | 8 | 9 | 10 | 11 | 12 | 13 | 14 | 15 | 16 | 17 | 18 | 19 | 20 | 21 | 22 | 23 | 24 | 25 | 26 | 27 | 28 | 29 | 30 | 31
| Depreciation, Tax & Book Income, Tax Balance Sheet |  |  | 2002 | 2003 | 2004 | 2005 | 2006 | 2007 | 2008 | 2009 | 2010 | 2011 | 2012 | 2013 | 2014 | 2015 | 2016 | 2017 | 2018 | 2019 | 2020 | 2021 | 2022 | 2023 | 2024 | 2025 | 2026 | 2027 | 2028 | 2029 | 2030 | 2031 | 2032
| TOTAL USES OF FUNDS |  |  | 1 2002: 39066.7558
LESS | INITIAL WORKING CAPITAL |  |  | 1 2002: -197.5
| NET DEPRECIABLE BASE |  |  | 1 2002: 38869.2558
| FACILITY DEPRECIABLE BASE | 95% | MACRS HALFYR | 1 2002: 36925.793
| VARIABLE AMORT | 0% | 10 | 1 2002: 0
| LIFE OF LOAN AMORT | 3% | 17 | 1 2002: 1166.0777
| LIFE OF PROJECT AMORT | 2% | 20 | 1 2002: 777.3851
| TOTAL DEPRECIABLE ASSETS | 100% |  | 1 2002: 38869.2558
|  |  |  | 1 | 2 | 3 | 4 | 5 | 6 | 7 | 8 | 9 | 10 | 11 | 12 | 13 | 14 | 15 | 16 | 17 | 18 | 19 | 20 | 21 | 22 | 23 | 24 | 25 | 26 | 27 | 28 | 29 | 30 | 31 | 0 | 1 | 2 | 3 | 4 | 5 | 6 | 7 | 8 | 9 | 10 | 11 | 12 | 13 | 14 | 15 | 16 | 17 | 18 | 19 | 20 | 21 | 22 | 23 | 24 | 25 | 26 | 27 | 28 | 29 | 30
| DEPRECIATION |  |  | 2002 | 2003 | 2004 | 2005 | 2006 | 2007 | 2008 | 2009 | 2010 | 2011 | 2012 | 2013 | 2014 | 2015 | 2016 | 2017 | 2018 | 2019 | 2020 | 2021 | 2022 | 2023 | 2024 | 2025 | 2026 | 2027 | 2028 | 2029 | 2030 | 2031 | 2032 | 0 | 2002 | 2003 | 2004 | 2005 | 2006 | 2007 | 2008 | 2009 | 2010 | 2011 | 2012 | 2013 | 2014 | 2015 | 2016 | 2017 | 2018 | 2019 | 2020 | 2021 | 2022 | 2023 | 2024 | 2025 | 2026 | 2027 | 2028 | 2029 | 2030 | 2031
| % PRODUCTION |  |  | 99.72% | 100% | 100% | 100% | 100% | 100% | 100% | 100% | 100% | 100% | 100% | 100% | 100% | 100% | 100% | 100% | 100% | 100% | 100% | 100% | 0.2778% | 0% | 0% | 0% | 0% | 0% | 0% | 0% | 0% | 0% | 0%
| MACRS HALFYR |  |  | 20% | 32% | 19.2% | 11.52% | 11.52% | 5.76% | 0% | 0% | 0% | 0% | 0% | 0% | 0% | 0% | 0% | 0% | 0% | 0% | 0% | 0% | 0% | 0% | 0% | 0% | 0% | 0% | 0% | 0% | 0% | 0% | 0%
| BOOK DEPRECIATION RATE : Life of Project |  |  | 4.986% | 5% | 5% | 5% | 5% | 5% | 5% | 5% | 5% | 5% | 5% | 5% | 5% | 5% | 5% | 5% | 5% | 5% | 5% | 5% | 0.01389% | 0% | 0% | 0% | 0% | 0% | 0% | 0% | 0% | 0% | 0%
| TAX DEPRECIATION | 36925.793 |  | 7385.1586 | 11816.2538 | 7089.7523 | 4253.8514 | 4253.8514 | 2126.9257 | 0 | 0 | 0 | 0 | 0 | 0 | 0 | 0 | 0 | 0 | 0 | 0 | 0 | 0 | 0 | 0 | 0 | 0 | 0 | 0 | 0 | 0 | 0 | 0 | 0
| BOOK DEPRECIATION | 36925.793 |  | 1841.1611 | 1846.2897 | 1846.2897 | 1846.2897 | 1846.2897 | 1846.2897 | 1846.2897 | 1846.2897 | 1846.2897 | 1846.2897 | 1846.2897 | 1846.2897 | 1846.2897 | 1846.2897 | 1846.2897 | 1846.2897 | 1846.2897 | 1846.2897 | 1846.2897 | 1846.2897 | 5.1286 | 0 | 0 | 0 | 0 | 0 | 0 | 0 | 0 | 0 | 0
TAX & BOOK AMORTIZATION
| 10 YEAR AMORT | 0 |  | 0 | 0 | 0 | 0 | 0 | 0 | 0 | 0 | 0 | 0 | 0 | 0 | 0 | 0 | 0 | 0 | 0 | 0 | 0 | 0 | 0 | 0 | 0 | 0 | 0 | 0 | 0 | 0 | 0 | 0 | 0
| LIFE OF LOAN AMORT EXPENSE | 1166.0777 |  | 68.4023 | 68.5928 | 68.5928 | 68.5928 | 68.5928 | 68.5928 | 68.5928 | 68.5928 | 68.5928 | 68.5928 | 68.5928 | 68.5928 | 68.5928 | 68.5928 | 68.5928 | 68.5928 | 68.5928 | 0.19054 | 0 | 0 | 0 | 0 | 0 | 0 | 0 | 0 | 0 | 0 | 0 | 0 | 0
| LIFE OF PROJECT AMORT EXPENSE | 777.3851 |  | 38.7613 | 38.8693 | 38.8693 | 38.8693 | 38.8693 | 38.8693 | 38.8693 | 38.8693 | 38.8693 | 38.8693 | 38.8693 | 38.8693 | 38.8693 | 38.8693 | 38.8693 | 38.8693 | 38.8693 | 38.8693 | 38.8693 | 38.8693 | 0.10797 | 0 | 0 | 0 | 0 | 0 | 0 | 0 | 0 | 0 | 0
| TOTAL AMORTISATION | 1943.4628 |  | 107.1636 | 107.4621 | 107.4621 | 107.4621 | 107.4621 | 107.4621 | 107.4621 | 107.4621 | 107.4621 | 107.4621 | 107.4621 | 107.4621 | 107.4621 | 107.4621 | 107.4621 | 107.4621 | 107.4621 | 39.0598 | 38.8693 | 38.8693 | 0.10797 | 0 | 0 | 0 | 0 | 0 | 0 | 0 | 0 | 0 | 0
| TOTAL DEP & AMORT | 38869.2558
| TAX INCOME | [34 empty] | COMMON SIZE TAXABLE INCOME
| EARNINGS |  |  | 3693.6734 | 3703.9622 | 3703.9622 | 3703.9622 | 3703.9622 | 3703.9622 | 3703.9622 | 3703.9622 | 3703.9622 | 3703.9622 | 3703.9622 | 3703.9622 | 3703.9622 | 3703.9622 | 3703.9622 | 3703.9622 | 3703.9622 | 3703.9622 | 3703.9622 | 3703.9622 | 10.2888 | 0 | 0 | 0 | 0 | 0 | 0 | 0 | 0 | 0 | 0 |  | 100% | 100% | 100% | 100% | 100% | 100% | 100% | 100% | 100% | 100% | 100% | 100% | 100% | 100% | 100% | 100% | 100% | 100% | 100% | 100% | 100% | #DIV/0! | #DIV/0! | #DIV/0! | #DIV/0! | #DIV/0! | #DIV/0! | #DIV/0! | #DIV/0! | #DIV/0! | #DIV/0!
| LESS OPERATING EXPENSES |  |  | -1125.4175 | -1129.05 | -1130.1998 | -1132.149 | -1134.7721 | -1482.9819 | -1495.8998 | -1509.5738 | -1524.0085 | -1539.3053 | -1510.5326 | -1528.0353 | -1547.1449 | -1567.9438 | -1590.6278 | -1615.1958 | -1641.5093 | -1591.6228 | -1620.4117 | -1652.3385 | -4.6864 | 0 | 0 | 0 | 0 | 0 | 0 | 0 | 0 | 0 | 0 |  | -30.47% | -30.48% | -30.51% | -30.57% | -30.64% | -40.04% | -40.39% | -40.76% | -41.15% | -41.56% | -40.78% | -41.25% | -41.77% | -42.33% | -42.94% | -43.61% | -44.32% | -42.97% | -43.75% | -44.61% | -45.55% | #DIV/0! | #DIV/0! | #DIV/0! | #DIV/0! | #DIV/0! | #DIV/0! | #DIV/0! | #DIV/0! | #DIV/0! | #DIV/0!
| L/C FEES (SR, JR, O&M) |  |  | -13.959 | -14.0102 | -14.0577 | -14.1015 | -14.1426 | -14.1322 | -14.1183 | -14.101 | -14.0808 | -14.2963 | -14.267 | -14.2317 | -14.1901 | -14.1419 | -14.0867 | -13.4213 | -3.0606 | -3.1494 | -3.2454 | -0.0092954 | 0 | 0 | 0 | 0 | 0 | 0 | 0 | 0 | 0 | 0 | 0 |  | -0.3779% | -0.3782% | -0.3795% | -0.3807% | -0.3818% | -0.3815% | -0.3812% | -0.3807% | -0.3802% | -0.386% | -0.3852% | -0.3842% | -0.3831% | -0.3818% | -0.3803% | -0.3624% | -0.08263% | -0.08503% | -0.08762% | -0.000251% | 0% | #DIV/0! | #DIV/0! | #DIV/0! | #DIV/0! | #DIV/0! | #DIV/0! | #DIV/0! | #DIV/0! | #DIV/0! | #DIV/0!
| MANAGEMENT FEE |  |  | -49.8611 | -51.5 | -52.9935 | -54.5038 | -56.0299 | -57.5539 | -59.0906 | -60.6388 | -62.2033 | -63.7832 | -65.3906 | -67.0253 | -68.7211 | -70.4872 | -72.3269 | -74.2581 | -76.2705 | -78.3603 | -80.57 | -82.9066 | -0.23732 | 0 | 0 | 0 | 0 | 0 | 0 | 0 | 0 | 0 | 0 |  | -1.35% | -1.39% | -1.431% | -1.472% | -1.513% | -1.554% | -1.595% | -1.637% | -1.679% | -1.722% | -1.765% | -1.81% | -1.855% | -1.903% | -1.953% | -2.005% | -2.059% | -2.116% | -2.175% | -2.238% | -2.307% | #DIV/0! | #DIV/0! | #DIV/0! | #DIV/0! | #DIV/0! | #DIV/0! | #DIV/0! | #DIV/0! | #DIV/0! | #DIV/0!
| EPC WARRANTY FEE |  |  | -344.0417 | -345 | -345 | -345 | -345 | 0 | 0 | 0 | 0 | 0 | 0 | 0 | 0 | 0 | 0 | 0 | 0 | 0 | 0 | 0 | 0 | 0 | 0 | 0 | 0 | 0 | 0 | 0 | 0 | 0 | 0 |  | -9.314% | -9.314% | -9.314% | -9.314% | -9.314% | 0% | 0% | 0% | 0% | 0% | 0% | 0% | 0% | 0% | 0% | 0% | 0% | 0% | 0% | 0% | 0% | #DIV/0! | #DIV/0! | #DIV/0! | #DIV/0! | #DIV/0! | #DIV/0! | #DIV/0! | #DIV/0! | #DIV/0! | #DIV/0!
| TOTAL OPEX & FEES |  |  | -1533.2793 | -1539.5602 | -1542.251 | -1545.7543 | -1549.9446 | -1554.668 | -1569.1088 | -1584.3136 | -1600.2926 | -1617.3849 | -1590.1902 | -1609.2923 | -1630.0561 | -1652.5729 | -1677.0415 | -1702.8752 | -1720.8403 | -1673.1325 | -1704.2272 | -1735.2544 | -4.9237 | 0 | 0 | 0 | 0 | 0 | 0 | 0 | 0 | 0 | 0 |  | -41.51% | -41.57% | -41.64% | -41.73% | -41.85% | -41.97% | -42.36% | -42.77% | -43.2% | -43.67% | -42.93% | -43.45% | -44.01% | -44.62% | -45.28% | -45.97% | -46.46% | -45.17% | -46.01% | -46.85% | -47.85% | #DIV/0! | #DIV/0! | #DIV/0! | #DIV/0! | #DIV/0! | #DIV/0! | #DIV/0! | #DIV/0! | #DIV/0! | #DIV/0!
| EBITDA |  |  | 2160.3941 | 2164.402 | 2161.7112 | 2158.2079 | 2154.0176 | 2149.2942 | 2134.8534 | 2119.6486 | 2103.6696 | 2086.5773 | 2113.7721 | 2094.6699 | 2073.9061 | 2051.3893 | 2026.9208 | 2001.087 | 1983.1219 | 2030.8298 | 1999.7351 | 1968.7078 | 5.3651 | 0 | 0 | 0 | 0 | 0 | 0 | 0 | 0 | 0 | 0 |  | 58.49% | 58.43% | 58.36% | 58.27% | 58.15% | 58.03% | 57.64% | 57.23% | 56.8% | 56.33% | 57.07% | 56.55% | 55.99% | 55.38% | 54.72% | 54.03% | 53.54% | 54.83% | 53.99% | 53.15% | 52.15% | #DIV/0! | #DIV/0! | #DIV/0! | #DIV/0! | #DIV/0! | #DIV/0! | #DIV/0! | #DIV/0! | #DIV/0! | #DIV/0!
| DEPRECIATION EXPENSE |  | -36925.793 | -7385.1586 | -11816.2538 | -7089.7523 | -4253.8514 | -4253.8514 | -2126.9257 | 0 | 0 | 0 | 0 | 0 | 0 | 0 | 0 | 0 | 0 | 0 | 0 | 0 | 0 | 0 | 0 | 0 | 0 | 0 | 0 | 0 | 0 | 0 | 0 | 0 |  | -199.9% | -319% | -191.4% | -114.8% | -114.8% | -57.42% | 0% | 0% | 0% | 0% | 0% | 0% | 0% | 0% | 0% | 0% | 0% | 0% | 0% | 0% | 0% | #DIV/0! | #DIV/0! | #DIV/0! | #DIV/0! | #DIV/0! | #DIV/0! | #DIV/0! | #DIV/0! | #DIV/0! | #DIV/0!
| AMORTIZATION EXPENSE |  | -1943.4628 | -107.1636 | -107.4621 | -107.4621 | -107.4621 | -107.4621 | -107.4621 | -107.4621 | -107.4621 | -107.4621 | -107.4621 | -107.4621 | -107.4621 | -107.4621 | -107.4621 | -107.4621 | -107.4621 | -107.4621 | -39.0598 | -38.8693 | -38.8693 | -0.10797 | 0 | 0 | 0 | 0 | 0 | 0 | 0 | 0 | 0 | 0 |  | -2.901% | -2.901% | -2.901% | -2.901% | -2.901% | -2.901% | -2.901% | -2.901% | -2.901% | -2.901% | -2.901% | -2.901% | -2.901% | -2.901% | -2.901% | -2.901% | -2.901% | -1.055% | -1.049% | -1.049% | -1.049% | #DIV/0! | #DIV/0! | #DIV/0! | #DIV/0! | #DIV/0! | #DIV/0! | #DIV/0! | #DIV/0! | #DIV/0! | #DIV/0!
| TOTAL DEP. & AMORT |  | -38869.2558 | -7492.3222 | -11923.7158 | -7197.2143 | -4361.3134 | -4361.3134 | -2234.3877 | -107.4621 | -107.4621 | -107.4621 | -107.4621 | -107.4621 | -107.4621 | -107.4621 | -107.4621 | -107.4621 | -107.4621 | -107.4621 | -39.0598 | -38.8693 | -38.8693 | -0.10797 | 0 | 0 | 0 | 0 | 0 | 0 | 0 | 0 | 0 | 0 |  | -202.8% | -321.9% | -194.3% | -117.7% | -117.7% | -60.32% | -2.901% | -2.901% | -2.901% | -2.901% | -2.901% | -2.901% | -2.901% | -2.901% | -2.901% | -2.901% | -2.901% | -1.055% | -1.049% | -1.049% | -1.049% | #DIV/0! | #DIV/0! | #DIV/0! | #DIV/0! | #DIV/0! | #DIV/0! | #DIV/0! | #DIV/0! | #DIV/0! | #DIV/0!
| EBIT |  |  | -5331.928 | -9759.3138 | -5035.5031 | -2203.1055 | -2207.2958 | -85.0935 | 2027.3914 | 2012.1866 | 1996.2076 | 1979.1153 | 2006.31 | 1987.2079 | 1966.4441 | 1943.9272 | 1919.4587 | 1893.6249 | 1875.6598 | 1991.77 | 1960.8658 | 1929.8386 | 5.2571 | 0 | 0 | 0 | 0 | 0 | 0 | 0 | 0 | 0 | 0 |  | -144.4% | -263.5% | -135.9% | -59.48% | -59.59% | -2.297% | 54.74% | 54.33% | 53.89% | 53.43% | 54.17% | 53.65% | 53.09% | 52.48% | 51.82% | 51.12% | 50.64% | 53.77% | 52.94% | 52.1% | 51.1% | #DIV/0! | #DIV/0! | #DIV/0! | #DIV/0! | #DIV/0! | #DIV/0! | #DIV/0! | #DIV/0! | #DIV/0! | #DIV/0!
| INTEREST EXPENSE - SR DEBT |  |  | -1262.5893 | -1235.5244 | -1201.8081 | -1157.7226 | -1112.6809 | -1063.1537 | -1011.83 | -950.2437 | -886.2192 | -816.613 | -742.2783 | -654.5281 | -561.1591 | -459.5171 | -349.957 | -228.5316 | -97.4013 | 0 | 0 | 0 | 0 | 0 | 0 | 0 | 0 | 0 | 0 | 0 | 0 | 0 | 0 |  | -34.18% | -33.36% | -32.45% | -31.26% | -30.04% | -28.7% | -27.32% | -25.65% | -23.93% | -22.05% | -20.04% | -17.67% | -15.15% | -12.41% | -9.448% | -6.17% | -2.63% | 0% | 0% | 0% | 0% | #DIV/0! | #DIV/0! | #DIV/0! | #DIV/0! | #DIV/0! | #DIV/0! | #DIV/0! | #DIV/0! | #DIV/0! | #DIV/0!
| INTEREST EXPENSE - JR DEBT |  |  | 0 | 0 | 0 | 0 | 0 | 0 | 0 | 0 | 0 | 0 | 0 | 0 | 0 | 0 | 0 | 0 | 0 | 0 | 0 | 0 | 0 | 0 | 0 | 0 | 0 | 0 | 0 | 0 | 0 | 0 | 0 |  | 0% | 0% | 0% | 0% | 0% | 0% | 0% | 0% | 0% | 0% | 0% | 0% | 0% | 0% | 0% | 0% | 0% | 0% | 0% | 0% | 0% | #DIV/0! | #DIV/0! | #DIV/0! | #DIV/0! | #DIV/0! | #DIV/0! | #DIV/0! | #DIV/0! | #DIV/0! | #DIV/0!
| INTEREST EXPENSE - REVOLVER |  |  | 0 | 0 | 0 | 0 | 0 | 0 | 0 | 0 | 0 | 0 | 0 | 0 | 0 | 0 | 0 | 0 | 0 | 0 | 0 | 0 | 0 | 0 | 0 | 0 | 0 | 0 | 0 | 0 | 0 | 0 | 0
| TOTAL INTEREST |  |  | -1262.5893 | -1235.5244 | -1201.8081 | -1157.7226 | -1112.6809 | -1063.1537 | -1011.83 | -950.2437 | -886.2192 | -816.613 | -742.2783 | -654.5281 | -561.1591 | -459.5171 | -349.957 | -228.5316 | -97.4013 | 0 | 0 | 0 | 0 | 0 | 0 | 0 | 0 | 0 | 0 | 0 | 0 | 0 | 0 |  | -34.18% | -33.36% | -32.45% | -31.26% | -30.04% | -28.7% | -27.32% | -25.65% | -23.93% | -22.05% | -20.04% | -17.67% | -15.15% | -12.41% | -9.448% | -6.17% | -2.63% | 0% | 0% | 0% | 0% | #DIV/0! | #DIV/0! | #DIV/0! | #DIV/0! | #DIV/0! | #DIV/0! | #DIV/0! | #DIV/0! | #DIV/0! | #DIV/0!
| TAXABLE INCOME (LOSS) |  |  | -6594.5173 | -10994.8382 | -6237.3112 | -3360.8281 | -3319.9767 | -1148.2472 | 1015.5614 | 1061.9429 | 1109.9884 | 1162.5022 | 1264.0317 | 1332.6798 | 1405.2849 | 1484.4101 | 1569.5017 | 1665.0933 | 1778.2585 | 1991.77 | 1960.8658 | 1929.8386 | 5.2571 | 0 | 0 | 0 | 0 | 0 | 0 | 0 | 0 | 0 | 0 |  | -178.5% | -296.8% | -168.4% | -90.74% | -89.63% | -31% | 27.42% | 28.67% | 29.97% | 31.39% | 34.13% | 35.98% | 37.94% | 40.08% | 42.37% | 44.95% | 48.01% | 53.77% | 52.94% | 52.1% | 51.1% | #DIV/0! | #DIV/0! | #DIV/0! | #DIV/0! | #DIV/0! | #DIV/0! | #DIV/0! | #DIV/0! | #DIV/0! | #DIV/0!
| PROJECT TAX BALANCE SHEET | [33 empty] | COMMON SIZE BALANCE SHEET
| ASSETS |  | Beginning
| NON-CASH ASSETS |  | 38869.2558 | 31376.9337 | 19453.2178 | 12256.0035 | 7894.6901 | 3533.3767 | 1298.9889 | 1191.5269 | 1084.0648 | 976.6028 | 869.1407 | 761.6786 | 654.2166 | 546.7545 | 439.2925 | 331.8304 | 224.3683 | 116.9063 | 77.8465 | 38.9772 | 0.10797 | -4.8413e-12 | -4.8413e-12 | -4.8413e-12 | -4.8413e-12 | -4.8413e-12 | -4.8413e-12 | -4.8413e-12 | -4.8413e-12 | -4.8413e-12 | -4.8413e-12 | -4.8413e-12 | 99.49% | 99.37% | 98.99% | 98.41% | 97.56% | 94.71% | 86.8% | 85.78% | 84.59% | 83.18% | 81.48% | 79.41% | 76.81% | 73.46% | 68.99% | 62.69% | 53.18% | 37.18% | 28.27% | 16.48% | 100% | 100% | 100% | 100% | 100% | 100% | 100% | 100% | 100% | 100% | 100% | 100%
| CASH |  | 197.5 | 197.5 | 197.5 | 197.5 | 197.5 | 197.5 | 197.5 | 197.5 | 197.5 | 197.5 | 197.5 | 197.5 | 197.5 | 197.5 | 197.5 | 197.5 | 197.5 | 197.5 | 197.5 | 197.5 | 0 | 0 | 0 | 0 | 0 | 0 | 0 | 0 | 0 | 0 | 0 | 0 | 0.5055% | 0.6255% | 1.005% | 1.586% | 2.441% | 5.294% | 13.2% | 14.22% | 15.41% | 16.82% | 18.52% | 20.59% | 23.19% | 26.54% | 31.01% | 37.31% | 46.82% | 62.82% | 71.73% | 83.52% | 0% | 0% | 0% | 0% | 0% | 0% | 0% | 0% | 0% | 0% | 0% | 0%
| TOTAL ASSETS |  | 39066.7558 | 31574.4337 | 19650.7178 | 12453.5035 | 8092.1901 | 3730.8767 | 1496.4889 | 1389.0269 | 1281.5648 | 1174.1028 | 1066.6407 | 959.1786 | 851.7166 | 744.2545 | 636.7925 | 529.3304 | 421.8683 | 314.4063 | 275.3465 | 236.4772 | 0.10797 | -4.8413e-12 | -4.8413e-12 | -4.8413e-12 | -4.8413e-12 | -4.8413e-12 | -4.8413e-12 | -4.8413e-12 | -4.8413e-12 | -4.8413e-12 | -4.8413e-12 | -4.8413e-12 | 100% | 100% | 100% | 100% | 100% | 100% | 100% | 100% | 100% | 100% | 100% | 100% | 100% | 100% | 100% | 100% | 100% | 100% | 100% | 100% | 100% | 100% | 100% | 100% | 100% | 100% | 100% | 100% | 100% | 100% | 100% | 100%
LIABILITES
| CURRENT PORTION OF TOTAL DEBT |  |  | 1593.1489 | 1592.7922 | 1591.9693 | 1590.5757 | 1588.7008 | 1586.3889 | 1577.1603 | 1567.3917 | 1557.0794 | 1546.2406 | 1566.7007 | 1554.1956 | 1540.5425 | 1525.6824 | 1509.4758 | 1491.9238 | 1392.6228 | 0 | 0 | 0 | 0 | 0 | 0 | 0 | 0 | 0 | 0 | 0 | 0 | 0 | 0 | 0% | 5.046% | 8.106% | 12.78% | 19.66% | 42.58% | 106% | 113.5% | 122.3% | 132.6% | 145% | 163.3% | 182.5% | 207% | 239.6% | 285.2% | 353.6% | 442.9% | 0% | 0% | 0% | 0% | 0% | 0% | 0% | 0% | 0% | 0% | 0% | 0% | 0%
| LONG-TERM SENIOR DEBT |  | 12580.8341 | 10657.1256 | 10300.2146 | 9910.8762 | 9479.4168 | 9005.2717 | 8484.3484 | 7928.2467 | 7320.8673 | 6660.3193 | 5941.5306 | 5096.648 | 4209.4856 | 3243.7553 | 2192.4501 | 1049.1379 | -196.7023 | -1392.6228 | -5.457e-12 | -5.457e-12 | -5.457e-12 | -5.457e-12 | -5.457e-12 | -5.457e-12 | -5.457e-12 | -5.457e-12 | -5.457e-12 | -5.457e-12 | -5.457e-12 | -5.457e-12 | -5.457e-12 | -5.457e-12 | 32.2% | 33.75% | 52.42% | 79.58% | 117.1% | 241.4% | 567% | 570.8% | 571.2% | 567.3% | 557% | 531.4% | 494.2% | 435.8% | 344.3% | 198.2% | -46.63% | -442.9% | -1.982e-12% | -2.308e-12% | -5.054e-09% | 112.7% | 112.7% | 112.7% | 112.7% | 112.7% | 112.7% | 112.7% | 112.7% | 112.7% | 112.7% | 112.7%
| LONG-TERM JUNIOR DEBT |  | 0 | 0 | 0 | 0 | 0 | 0 | 0 | 0 | 0 | 0 | 0 | 0 | 0 | 0 | 0 | 0 | 0 | 0 | 0 | 0 | 0 | 0 | 0 | 0 | 0 | 0 | 0 | 0 | 0 | 0 | 0 | 0 | 0% | 0% | 0% | 0% | 0% | 0% | 0% | 0% | 0% | 0% | 0% | 0% | 0% | 0% | 0% | 0% | 0% | 0% | 0% | 0% | 0% | 0% | 0% | 0% | 0% | 0% | 0% | 0% | 0% | 0% | 0% | 0%
| REVOLVER |  |  | 0 | 0 | 0 | 0 | 0 | 0 | 0 | 0 | 0 | 0 | 0 | 0 | 0 | 0 | 0 | 0 | 0 | 0 | 0 | 0 | 0 | 0 | 0 | 0 | 0 | 0 | 0 | 0 | 0 | 0 | 0 | 0% | 0% | 0% | 0% | 0% | 0% | 0% | 0% | 0% | 0% | 0% | 0% | 0% | 0% | 0% | 0% | 0% | 0% | 0% | 0% | 0% | 0% | 0% | 0% | 0% | 0% | 0% | 0% | 0% | 0% | 0% | 0%
| TOTAL LIABILITIES |  | 12580.8341 | 12250.2745 | 11893.0067 | 11502.8455 | 11069.9925 | 10593.9725 | 10070.7373 | 9505.407 | 8888.259 | 8217.3988 | 7487.7712 | 6663.3488 | 5763.6812 | 4784.2978 | 3718.1325 | 2558.6137 | 1295.2215 | -5.457e-12 | -5.457e-12 | -5.457e-12 | -5.457e-12 | -5.457e-12 | -5.457e-12 | -5.457e-12 | -5.457e-12 | -5.457e-12 | -5.457e-12 | -5.457e-12 | -5.457e-12 | -5.457e-12 | -5.457e-12 | -5.457e-12 | 32.2% | 38.8% | 60.52% | 92.37% | 136.8% | 284% | 673% | 684.3% | 693.5% | 699.9% | 702% | 694.7% | 676.7% | 642.8% | 583.9% | 483.4% | 307% | -1.736e-12% | -1.982e-12% | -2.308e-12% | -5.054e-09% | 112.7% | 112.7% | 112.7% | 112.7% | 112.7% | 112.7% | 112.7% | 112.7% | 112.7% | 112.7% | 112.7%
| BEGINNING BALANCE |  |  | 26485.9217 | 19324.1592 | 7757.7111 | 950.658 | -2977.8024 | -6863.0958 | -8574.2483 | -8116.3801 | -7606.6942 | -7043.296 | -6421.1305 | -5704.1701 | -4911.9646 | -4040.0433 | -3081.3401 | -2029.2833 | -873.3532 | 314.4063 | 275.3465 | 236.4772 | 0.10797 | 6.172e-12 | 6.172e-12 | 6.172e-12 | 6.172e-12 | 6.172e-12 | 6.172e-12 | 6.172e-12 | 6.172e-12 | 6.172e-12 | 6.172e-12 | 0% | 83.88% | 98.34% | 62.29% | 11.75% | -79.82% | -458.6% | -617.3% | -633.3% | -647.9% | -660.3% | -669.4% | -669.7% | -660% | -634.4% | -582.1% | -481% | -277.8% | 114.2% | 116.4% | 219021% | -22302112390.1155 | -127.5% | -127.5% | -127.5% | -127.5% | -127.5% | -127.5% | -127.5% | -127.5% | -127.5% | -127.5%
| INITIAL EQUITY |  | 26485.9217 | [31 empty] | 67.8%
| ADDITIONAL EQUITY |  |  | 0 | 0 | 0 | 0 | 0 | 0 | 0 | 0 | 0 | 0 | 0 | 0 | 0 | 0 | 0 | 0 | 0 | 0 | 0 | 0 | 0 | 0 | 0 | 0 | 0 | 0 | 0 | 0 | 0 | 0 | 0 | 0% | 0% | 0% | 0% | 0% | 0% | 0% | 0% | 0% | 0% | 0% | 0% | 0% | 0% | 0% | 0% | 0% | 0% | 0% | 0% | 0% | 0% | 0% | 0% | 0% | 0% | 0% | 0% | 0% | 0% | 0% | 0%
| TAX EBT |  |  | -6594.5173 | -10994.8382 | -6237.3112 | -3360.8281 | -3319.9767 | -1148.2472 | 1015.5614 | 1061.9429 | 1109.9884 | 1162.5022 | 1264.0317 | 1332.6798 | 1405.2849 | 1484.4101 | 1569.5017 | 1665.0933 | 1778.2585 | 1991.77 | 1960.8658 | 1929.8386 | 5.2571 | 0 | 0 | 0 | 0 | 0 | 0 | 0 | 0 | 0 | 0 | 0% | -20.89% | -55.95% | -50.08% | -41.53% | -88.99% | -76.73% | 73.11% | 82.86% | 94.54% | 109% | 131.8% | 156.5% | 188.8% | 233.1% | 296.5% | 394.7% | 565.6% | 723.4% | 829.2% | 1787382% | -1.0859e+12 | 0% | 0% | 0% | 0% | 0% | 0% | 0% | 0% | 0% | 0%
| CASH DISTRIBUTIONS |  |  | -567.2452 | -571.6099 | -569.7419 | -567.6322 | -565.3167 | -562.9053 | -557.6931 | -552.2569 | -546.5902 | -540.3367 | -547.0714 | -540.4743 | -533.3636 | -525.7069 | -517.4449 | -509.1632 | -590.4991 | -2030.8298 | -1999.7351 | -2166.2078 | -5.3651 | 0 | 0 | 0 | 0 | 0 | 0 | 0 | 0 | 0 | 0 | 0% | -1.797% | -2.909% | -4.575% | -7.015% | -15.15% | -37.62% | -40.15% | -43.09% | -46.55% | -50.66% | -57.04% | -63.46% | -71.66% | -82.56% | -97.75% | -120.7% | -187.8% | -737.6% | -845.6% | -2006302% | 1.1082e+12 | 0% | 0% | 0% | 0% | 0% | 0% | 0% | 0% | 0% | 0%
| TOTAL EQUITY |  | 26485.9217 | 19324.1592 | 7757.7111 | 950.658 | -2977.8024 | -6863.0958 | -8574.2483 | -8116.3801 | -7606.6942 | -7043.296 | -6421.1305 | -5704.1701 | -4911.9646 | -4040.0433 | -3081.3401 | -2029.2833 | -873.3532 | 314.4063 | 275.3465 | 236.4772 | 0.10797 | 6.172e-12 | 6.172e-12 | 6.172e-12 | 6.172e-12 | 6.172e-12 | 6.172e-12 | 6.172e-12 | 6.172e-12 | 6.172e-12 | 6.172e-12 | 6.172e-12 | 67.8% | 61.2% | 39.48% | 7.634% | -36.8% | -184% | -573% | -584.3% | -593.5% | -599.9% | -602% | -594.7% | -576.7% | -542.8% | -483.9% | -383.4% | -207% | 100% | 100% | 100% | 100% | -127.5% | -127.5% | -127.5% | -127.5% | -127.5% | -127.5% | -127.5% | -127.5% | -127.5% | -127.5% | -127.5%
| TOTAL LIABILITIES AND EQUITY |  | 39066.7558 | 31574.4337 | 19650.7178 | 12453.5035 | 8092.1901 | 3730.8767 | 1496.4889 | 1389.0269 | 1281.5648 | 1174.1028 | 1066.6407 | 959.1786 | 851.7166 | 744.2545 | 636.7925 | 529.3304 | 421.8683 | 314.4063 | 275.3465 | 236.4772 | 0.10797 | 7.1498e-13 | 7.1498e-13 | 7.1498e-13 | 7.1498e-13 | 7.1498e-13 | 7.1498e-13 | 7.1498e-13 | 7.1498e-13 | 7.1498e-13 | 7.1498e-13 | 7.1498e-13 | 100% | 100% | 100% | 100% | 100% | 100% | 100% | 100% | 100% | 100% | 100% | 100% | 100% | 100% | 100% | 100% | 100% | 100% | 100% | 100% | 100% | -14.77% | -14.77% | -14.77% | -14.77% | -14.77% | -14.77% | -14.77% | -14.77% | -14.77% | -14.77% | -14.77%
| CHECK -- ASSETS LESS TOTAL LIAB & EQUITY |  | 0 | 0 | 0 | 0 | -8.1855e-12 | -7.276e-12 | -6.8212e-12 | -6.8212e-12 | -5.9117e-12 | -5.0022e-12 | -5.0022e-12 | -5.0022e-12 | -5.9117e-12 | -5.9117e-12 | -5.457e-12 | -5.3433e-12 | -5.4001e-12 | -5.3433e-12 | -5.457e-12 | -5.5138e-12 | -5.5564e-12 | -5.5562e-12 | -5.5562e-12 | -5.5562e-12 | -5.5562e-12 | -5.5562e-12 | -5.5562e-12 | -5.5562e-12 | -5.5562e-12 | -5.5562e-12 | -5.5562e-12 | -5.5562e-12 | 0% | 0% | 0% | 0% | -1.012e-13% | -1.95e-13% | -4.558e-13% | -4.911e-13% | -4.613e-13% | -4.26e-13% | -4.69e-13% | -5.215e-13% | -6.941e-13% | -7.943e-13% | -8.569e-13% | -1.009e-12% | -1.28e-12% | -1.699e-12% | -1.982e-12% | -2.332e-12% | -5.146e-09% | 114.8% | 114.8% | 114.8% | 114.8% | 114.8% | 114.8% | 114.8% | 114.8% | 114.8% | 114.8% | 114.8%
| PROJECT PRE-TAX BOOK INCOME | [34 empty] | COMMON SIZE BOOK INCOME
| EARNINGS |  |  | 3693.6734 | 3703.9622 | 3703.9622 | 3703.9622 | 3703.9622 | 3703.9622 | 3703.9622 | 3703.9622 | 3703.9622 | 3703.9622 | 3703.9622 | 3703.9622 | 3703.9622 | 3703.9622 | 3703.9622 | 3703.9622 | 3703.9622 | 3703.9622 | 3703.9622 | 3703.9622 | 10.2888 | 0 | 0 | 0 | 0 | 0 | 0 | 0 | 0 | 0 | 0 |  | 100% | 100% | 100% | 100% | 100% | 100% | 100% | 100% | 100% | 100% | 100% | 100% | 100% | 100% | 100% | 100% | 100% | 100% | 100% | 100% | 100% | #DIV/0! | #DIV/0! | #DIV/0! | #DIV/0! | #DIV/0! | #DIV/0! | #DIV/0! | #DIV/0! | #DIV/0! | #DIV/0!
| OPERATING EXPENSES |  |  | -1125.4175 | -1129.05 | -1130.1998 | -1132.149 | -1134.7721 | -1482.9819 | -1495.8998 | -1509.5738 | -1524.0085 | -1539.3053 | -1510.5326 | -1528.0353 | -1547.1449 | -1567.9438 | -1590.6278 | -1615.1958 | -1641.5093 | -1591.6228 | -1620.4117 | -1652.3385 | -4.6864 | 0 | 0 | 0 | 0 | 0 | 0 | 0 | 0 | 0 | 0 |  | -30.47% | -30.48% | -30.51% | -30.57% | -30.64% | -40.04% | -40.39% | -40.76% | -41.15% | -41.56% | -40.78% | -41.25% | -41.77% | -42.33% | -42.94% | -43.61% | -44.32% | -42.97% | -43.75% | -44.61% | -45.55% | #DIV/0! | #DIV/0! | #DIV/0! | #DIV/0! | #DIV/0! | #DIV/0! | #DIV/0! | #DIV/0! | #DIV/0! | #DIV/0!
| OPERATING FEES |  |  | -407.8618 | -410.5102 | -412.0512 | -413.6054 | -415.1725 | -71.6861 | -73.209 | -74.7398 | -76.2841 | -78.0796 | -79.6575 | -81.257 | -82.9112 | -84.6291 | -86.4136 | -87.6794 | -79.3311 | -81.5096 | -83.8154 | -82.9159 | -0.23732 | 0 | 0 | 0 | 0 | 0 | 0 | 0 | 0 | 0 | 0 |  | -11.04% | -11.08% | -11.12% | -11.17% | -11.21% | -1.935% | -1.977% | -2.018% | -2.06% | -2.108% | -2.151% | -2.194% | -2.238% | -2.285% | -2.333% | -2.367% | -2.142% | -2.201% | -2.263% | -2.239% | -2.307% | #DIV/0! | #DIV/0! | #DIV/0! | #DIV/0! | #DIV/0! | #DIV/0! | #DIV/0! | #DIV/0! | #DIV/0! | #DIV/0!
| EBITDA |  |  | 2160.3941 | 2164.402 | 2161.7112 | 2158.2079 | 2154.0176 | 2149.2942 | 2134.8534 | 2119.6486 | 2103.6696 | 2086.5773 | 2113.7721 | 2094.6699 | 2073.9061 | 2051.3893 | 2026.9208 | 2001.087 | 1983.1219 | 2030.8298 | 1999.7351 | 1968.7078 | 5.3651 | 0 | 0 | 0 | 0 | 0 | 0 | 0 | 0 | 0 | 0 |  | 58.49% | 58.43% | 58.36% | 58.27% | 58.15% | 58.03% | 57.64% | 57.23% | 56.8% | 56.33% | 57.07% | 56.55% | 55.99% | 55.38% | 54.72% | 54.03% | 53.54% | 54.83% | 53.99% | 53.15% | 52.15% | #DIV/0! | #DIV/0! | #DIV/0! | #DIV/0! | #DIV/0! | #DIV/0! | #DIV/0! | #DIV/0! | #DIV/0! | #DIV/0!
| DEPRECIATION EXPENSE |  |  | -1841.1611 | -1846.2897 | -1846.2897 | -1846.2897 | -1846.2897 | -1846.2897 | -1846.2897 | -1846.2897 | -1846.2897 | -1846.2897 | -1846.2897 | -1846.2897 | -1846.2897 | -1846.2897 | -1846.2897 | -1846.2897 | -1846.2897 | -1846.2897 | -1846.2897 | -1846.2897 | -5.1286 | 0 | 0 | 0 | 0 | 0 | 0 | 0 | 0 | 0 | 0 |  | -49.85% | -49.85% | -49.85% | -49.85% | -49.85% | -49.85% | -49.85% | -49.85% | -49.85% | -49.85% | -49.85% | -49.85% | -49.85% | -49.85% | -49.85% | -49.85% | -49.85% | -49.85% | -49.85% | -49.85% | -49.85% | #DIV/0! | #DIV/0! | #DIV/0! | #DIV/0! | #DIV/0! | #DIV/0! | #DIV/0! | #DIV/0! | #DIV/0! | #DIV/0!
| AMORTIZATION EXPENSE |  |  | -107.1636 | -107.4621 | -107.4621 | -107.4621 | -107.4621 | -107.4621 | -107.4621 | -107.4621 | -107.4621 | -107.4621 | -107.4621 | -107.4621 | -107.4621 | -107.4621 | -107.4621 | -107.4621 | -107.4621 | -39.0598 | -38.8693 | -38.8693 | -0.10797 | 0 | 0 | 0 | 0 | 0 | 0 | 0 | 0 | 0 | 0 |  | -2.901% | -2.901% | -2.901% | -2.901% | -2.901% | -2.901% | -2.901% | -2.901% | -2.901% | -2.901% | -2.901% | -2.901% | -2.901% | -2.901% | -2.901% | -2.901% | -2.901% | -1.055% | -1.049% | -1.049% | -1.049% | #DIV/0! | #DIV/0! | #DIV/0! | #DIV/0! | #DIV/0! | #DIV/0! | #DIV/0! | #DIV/0! | #DIV/0! | #DIV/0!
| EBIT |  |  | 212.0695 | 210.6503 | 207.9595 | 204.4562 | 200.2659 | 195.5425 | 181.1017 | 165.8969 | 149.9179 | 132.8256 | 160.0204 | 140.9182 | 120.1544 | 97.6376 | 73.1691 | 47.3353 | 29.3702 | 145.4803 | 114.5761 | 83.5489 | 0.12854 | 0 | 0 | 0 | 0 | 0 | 0 | 0 | 0 | 0 | 0 |  | 5.741% | 5.687% | 5.615% | 5.52% | 5.407% | 5.279% | 4.889% | 4.479% | 4.048% | 3.586% | 4.32% | 3.805% | 3.244% | 2.636% | 1.975% | 1.278% | 0.7929% | 3.928% | 3.093% | 2.256% | 1.249% | #DIV/0! | #DIV/0! | #DIV/0! | #DIV/0! | #DIV/0! | #DIV/0! | #DIV/0! | #DIV/0! | #DIV/0! | #DIV/0!
| TOTAL INTEREST EXPENSE |  |  | -1262.5893 | -1235.5244 | -1201.8081 | -1157.7226 | -1112.6809 | -1063.1537 | -1011.83 | -950.2437 | -886.2192 | -816.613 | -742.2783 | -654.5281 | -561.1591 | -459.5171 | -349.957 | -228.5316 | -97.4013 | 0 | 0 | 0 | 0 | 0 | 0 | 0 | 0 | 0 | 0 | 0 | 0 | 0 | 0 |  | -34.18% | -33.36% | -32.45% | -31.26% | -30.04% | -28.7% | -27.32% | -25.65% | -23.93% | -22.05% | -20.04% | -17.67% | -15.15% | -12.41% | -9.448% | -6.17% | -2.63% | 0% | 0% | 0% | 0% | #DIV/0! | #DIV/0! | #DIV/0! | #DIV/0! | #DIV/0! | #DIV/0! | #DIV/0! | #DIV/0! | #DIV/0! | #DIV/0!
| BOOK EBT (LOSS) |  |  | -1050.5198 | -1024.8741 | -993.8486 | -953.2664 | -912.415 | -867.6112 | -830.7283 | -784.3468 | -736.3013 | -683.7874 | -582.2579 | -513.6099 | -441.0047 | -361.8795 | -276.788 | -181.1963 | -68.0311 | 145.4803 | 114.5761 | 83.5489 | 0.12854 | 0 | 0 | 0 | 0 | 0 | 0 | 0 | 0 | 0 | 0 |  | -28.44% | -27.67% | -26.83% | -25.74% | -24.63% | -23.42% | -22.43% | -21.18% | -19.88% | -18.46% | -15.72% | -13.87% | -11.91% | -9.77% | -7.473% | -4.892% | -1.837% | 3.928% | 3.093% | 2.256% | 1.249% | #DIV/0! | #DIV/0! | #DIV/0! | #DIV/0! | #DIV/0! | #DIV/0! | #DIV/0! | #DIV/0! | #DIV/0! | #DIV/0!

## CapAcc
SMUD - Solano 34.50MW Project |  | 1 | 2 | 3 | 4 | 5 | 6 | 7 | 8 | 9 | 10 | 11 | 12 | 13 | 14 | 15 | 16 | 17 | 18 | 19 | 20 | 21 | 22 | 23 | 24 | 25 | 26 | 27 | 28 | 29 | 30 | 31
Tax Capital Accounts |  | 2002 | 2003 | 2004 | 2005 | 2006 | 2007 | 2008 | 2009 | 2010 | 2011 | 2012 | 2013 | 2014 | 2015 | 2016 | 2017 | 2018 | 2019 | 2020 | 2021 | 2022 | 2023 | 2024 | 2025 | 2026 | 2027 | 2028 | 2029 | 2030 | 2031 | 2032
OUTSIDE EQUITY
Sharing Ratio - Cash |  | 99% | 99% | 99% | 99% | 99% | 99% | 99% | 99% | 99% | 99% | 99% | 99% | 99% | 99% | 99% | 99% | 99% | 99% | 99% | 99% | 99% | 99% | 99% | 99% | 99% | 99% | 99% | 99% | 99% | 99% | 0%
Sharing Ratio - Tax Income |  | 99% | 99% | 99% | 99% | 99% | 99% | 99% | 99% | 99% | 99% | 99% | 99% | 99% | 99% | 99% | 99% | 99% | 99% | 99% | 99% | 99% | 99% | 99% | 99% | 99% | 99% | 99% | 99% | 99% | 99% | 0%
Beginning Capital Account |  | 0 | 19130.9176 | 7680.134 | 941.1514 | -2948.0243 | -6794.4649 | -8488.5059 | -8035.2163 | -7530.6272 | -6972.863 | -6356.9192 | -5647.1284 | -4862.845 | -3999.6429 | -3050.5267 | -2008.9905 | -864.6197 | 311.2622 | 272.593 | 234.1125 | 0.10689 | 1.5348e-12 | 1.5348e-12 | 1.5348e-12 | 1.5348e-12 | 1.5348e-12 | 1.5348e-12 | 1.5348e-12 | 1.5348e-12 | 1.5348e-12 | 1.5348e-12
Initial Equity Contribution |  | 1 2002: 26221.0625
Additional Equity |  | 0 | 0 | 0 | 0 | 0 | 0 | 0 | 0 | 0 | 0 | 0 | 0 | 0 | 0 | 0 | 0 | 0 | 0 | 0 | 0 | 0 | 0 | 0 | 0 | 0 | 0 | 0 | 0 | 0 | 0 | 0
Gross Income Allocation
Net Min Gain Adjustment |  | 0 | 0 | 0 | 0 | 0 | 0 | 0 | 0 | 0 | 0 | 0 | 0 | 0 | 0 | 0 | 0 | 0 | 0 | 0 | 0 | 0 | 0 | 0 | 0 | 0 | 0 | 0 | 0 | 0 | 0 | 0
Depreciation Recapture
Income |  | 3656.7367 | 3666.9226 | 3666.9226 | 3666.9226 | 3666.9226 | 3666.9226 | 3666.9226 | 3666.9226 | 3666.9226 | 3666.9226 | 3666.9226 | 3666.9226 | 3666.9226 | 3666.9226 | 3666.9226 | 3666.9226 | 3666.9226 | 3666.9226 | 3666.9226 | 3666.9226 | 10.1859 | 0 | 0 | 0 | 0 | 0 | 0 | 0 | 0 | 0 | 0
Operating Expenses |  | -1114.1634 | -1117.7595 | -1118.8978 | -1120.8275 | -1123.4244 | -1468.1521 | -1480.9408 | -1494.4781 | -1508.7684 | -1523.9123 | -1495.4273 | -1512.7549 | -1531.6735 | -1552.2644 | -1574.7215 | -1599.0439 | -1625.0942 | -1575.7066 | -1604.2076 | -1635.8151 | -4.6395 | 0 | 0 | 0 | 0 | 0 | 0 | 0 | 0 | 0 | 0
Total L/C & Fees |  | -403.7832 | -406.4051 | -407.9307 | -409.4693 | -411.0208 | -70.9693 | -72.4769 | -73.9924 | -75.5212 | -77.2988 | -78.861 | -80.4444 | -82.0821 | -83.7828 | -85.5495 | -86.8026 | -78.5377 | -80.6945 | -82.9773 | -82.0867 | -0.23495 | 0 | 0 | 0 | 0 | 0 | 0 | 0 | 0 | 0 | 0
Tax Depreciation & Amortization |  | -7417.3989 | -11804.4787 | -7125.2422 | -4317.7003 | -4317.7003 | -2212.0439 | -106.3874 | -106.3874 | -106.3874 | -106.3874 | -106.3874 | -106.3874 | -106.3874 | -106.3874 | -106.3874 | -106.3874 | -106.3874 | -38.6692 | -38.4806 | -38.4806 | -0.10689 | 0 | 0 | 0 | 0 | 0 | 0 | 0 | 0 | 0 | 0
Interest Expense - Nonrecourse Total |  | -1249.9634 | -1223.1691 | -1189.7901 | -1146.1454 | -1101.5541 | -1052.5221 | -1001.7117 | -940.7413 | -877.357 | -808.4469 | -734.8555 | -647.9828 | -555.5475 | -454.9219 | -346.4574 | -226.2463 | -96.4273 | 0 | 0 | 0 | 0 | 0 | 0 | 0 | 0 | 0 | 0 | 0 | 0 | 0 | 0
Interest Expense - Nonrecourse Junior |  | 0 | 0 | 0 | 0 | 0 | 0 | 0 | 0 | 0 | 0 | 0 | 0 | 0 | 0 | 0 | 0 | 0 | 0 | 0 | 0 | 0 | 0 | 0 | 0 | 0 | 0 | 0 | 0 | 0 | 0 | 0
Interest Expense - Revolver |  | 0 | 0 | 0 | 0 | 0 | 0 | 0 | 0 | 0 | 0 | 0 | 0 | 0 | 0 | 0 | 0 | 0 | 0 | 0 | 0 | 0 | 0 | 0 | 0 | 0 | 0 | 0 | 0 | 0 | 0 | 0
Special Loss Reallocation
Cash Distributions |  | -561.5728 | -565.8938 | -564.0445 | -561.9559 | -559.6636 | -557.2763 | -552.1162 | -546.7344 | -541.1243 | -534.9334 | -541.6006 | -535.0696 | -528.03 | -520.4498 | -512.2705 | -504.0716 | -584.5941 | -2010.5215 | -1979.7377 | -2144.5458 | -5.3114 | 0 | 0 | 0 | 0 | 0 | 0 | 0 | 0 | 0 | 0
Ending Capital Account |  | 19130.9176 | 7680.134 | 941.1514 | -2948.0243 | -6794.4649 | -8488.5059 | -8035.2163 | -7530.6272 | -6972.863 | -6356.9192 | -5647.1284 | -4862.845 | -3999.6429 | -3050.5267 | -2008.9905 | -864.6197 | 311.2622 | 272.593 | 234.1125 | 0.10689 | 1.5348e-12 | 1.5348e-12 | 1.5348e-12 | 1.5348e-12 | 1.5348e-12 | 1.5348e-12 | 1.5348e-12 | 1.5348e-12 | 1.5348e-12 | 1.5348e-12 | 1.5348e-12
| Check | 99% | 99% | 99% | 99% | 99% | 99% | 99% | 99% | 99% | 99% | 99% | 99% | 99% | 99% | 99% | 99% | 99% | 99% | 99% | 99% | 102.4% | 102.4% | 102.4% | 102.4% | 102.4% | 102.4% | 102.4% | 102.4% | 102.4% | 102.4% | 102.4%
Taxable Income (Loss) |  | -6528.5721 | -10884.8898 | -6174.9381 | -3327.2199 | -3286.7769 | -1136.7647 | 1005.4058 | 1051.3234 | 1098.8885 | 1150.8772 | 1251.3914 | 1319.353 | 1391.2321 | 1469.566 | 1553.8067 | 1648.4424 | 1760.4759 | 1971.8523 | 1941.2571 | 1910.5402 | 5.2046 | 0 | 0 | 0 | 0 | 0 | 0 | 0 | 0 | 0 | 0
EWC
Sharing Ratio - Cash | bar: 1 2002 to 31 2032
Sharing Ratio - Tax Income | bar: 1 2002 to 31 2032
Beginning Capital Account |  | 0 | 193.2416 | 77.5771 | 9.5066 | -29.778 | -68.631 | -85.7425 | -81.1638 | -76.0669 | -70.433 | -64.2113 | -57.0417 | -49.1196 | -40.4004 | -30.8134 | -20.2928 | -8.7335 | 3.1441 | 2.7535 | 2.3648 | 0.0010797 | -3.5333e-14 | -3.5333e-14 | -3.5333e-14 | -3.5333e-14 | -3.5333e-14 | -3.5333e-14 | -3.5333e-14 | -3.5333e-14 | -3.5333e-14 | -3.5333e-14
Initial Equity Contribution |  | 1 2002: 264.8592
Additional Equity |  | 0 | 0 | 0 | 0 | 0 | 0 | 0 | 0 | 0 | 0 | 0 | 0 | 0 | 0 | 0 | 0 | 0 | 0 | 0 | 0 | 0 | 0 | 0 | 0 | 0 | 0 | 0 | 0 | 0 | 0 | 0
Gross Income Allocation
Net Min Gain Adjustment |  | 0 | 0 | 0 | 0 | 0 | 0 | 0 | 0 | 0 | 0 | 0 | 0 | 0 | 0 | 0 | 0 | 0 | 0 | 0 | 0 | 0 | 0 | 0 | 0 | 0 | 0 | 0 | 0 | 0 | 0 | 0
Depreciation Recapture
Income |  | 36.9367 | 37.0396 | 37.0396 | 37.0396 | 37.0396 | 37.0396 | 37.0396 | 37.0396 | 37.0396 | 37.0396 | 37.0396 | 37.0396 | 37.0396 | 37.0396 | 37.0396 | 37.0396 | 37.0396 | 37.0396 | 37.0396 | 37.0396 | 0.10289 | 0 | 0 | 0 | 0 | 0 | 0 | 0 | 0 | 0 | 0
Operating Expenses |  | -11.2542 | -11.2905 | -11.302 | -11.3215 | -11.3477 | -14.8298 | -14.959 | -15.0957 | -15.2401 | -15.3931 | -15.1053 | -15.2804 | -15.4714 | -15.6794 | -15.9063 | -16.152 | -16.4151 | -15.9162 | -16.2041 | -16.5234 | -0.046864 | 0 | 0 | 0 | 0 | 0 | 0 | 0 | 0 | 0 | 0
Total L/C & Fees |  | -4.0786 | -4.1051 | -4.1205 | -4.1361 | -4.1517 | -0.71686 | -0.73209 | -0.7474 | -0.76284 | -0.7808 | -0.79658 | -0.81257 | -0.82911 | -0.84629 | -0.86414 | -0.87679 | -0.79331 | -0.8151 | -0.83815 | -0.82916 | -0.0023732 | 0 | 0 | 0 | 0 | 0 | 0 | 0 | 0 | 0 | 0
Tax Depreciation & Amortization |  | -74.9232 | -119.2372 | -71.9721 | -43.6131 | -43.6131 | -22.3439 | -1.0746 | -1.0746 | -1.0746 | -1.0746 | -1.0746 | -1.0746 | -1.0746 | -1.0746 | -1.0746 | -1.0746 | -1.0746 | -0.3906 | -0.38869 | -0.38869 | -0.0010797 | 0 | 0 | 0 | 0 | 0 | 0 | 0 | 0 | 0 | 0
Interest Expense - Nonrecourse Senior |  | -12.6259 | -12.3552 | -12.0181 | -11.5772 | -11.1268 | -10.6315 | -10.1183 | -9.5024 | -8.8622 | -8.1661 | -7.4228 | -6.5453 | -5.6116 | -4.5952 | -3.4996 | -2.2853 | -0.97401 | 0 | 0 | 0 | 0 | 0 | 0 | 0 | 0 | 0 | 0 | 0 | 0 | 0 | 0
Interest Expense - Nonrecourse Junior |  | 0 | 0 | 0 | 0 | 0 | 0 | 0 | 0 | 0 | 0 | 0 | 0 | 0 | 0 | 0 | 0 | 0 | 0 | 0 | 0 | 0 | 0 | 0 | 0 | 0 | 0 | 0 | 0 | 0 | 0 | 0
Interest Expense - Revolver |  | 0 | 0 | 0 | 0 | 0 | 0 | 0 | 0 | 0 | 0 | 0 | 0 | 0 | 0 | 0 | 0 | 0 | 0 | 0 | 0 | 0 | 0 | 0 | 0 | 0 | 0 | 0 | 0 | 0 | 0 | 0
Special Loss Reallocation
Cash Distributions |  | -5.6725 | -5.7161 | -5.6974 | -5.6763 | -5.6532 | -5.6291 | -5.5769 | -5.5226 | -5.4659 | -5.4034 | -5.4707 | -5.4047 | -5.3336 | -5.2571 | -5.1744 | -5.0916 | -5.905 | -20.3083 | -19.9974 | -21.6621 | -0.053651 | 0 | 0 | 0 | 0 | 0 | 0 | 0 | 0 | 0 | 0
Ending Capital Account |  | 193.2416 | 77.5771 | 9.5066 | -29.778 | -68.631 | -85.7425 | -81.1638 | -76.0669 | -70.433 | -64.2113 | -57.0417 | -49.1196 | -40.4004 | -30.8134 | -20.2928 | -8.7335 | 3.1441 | 2.7535 | 2.3648 | 0.0010797 | -3.5333e-14 | -3.5333e-14 | -3.5333e-14 | -3.5333e-14 | -3.5333e-14 | -3.5333e-14 | -3.5333e-14 | -3.5333e-14 | -3.5333e-14 | -3.5333e-14 | -3.5333e-14
| Check | 1% | 1% | 1% | 1% | 1% | 1% | 1% | 1% | 1% | 1% | 1% | 1% | 1% | 1% | 1% | 1% | 1% | 1% | 1% | 1% | -2.356% | -2.356% | -2.356% | -2.356% | -2.356% | -2.356% | -2.356% | -2.356% | -2.356% | -2.356% | -2.356%
Taxable Income (Loss) |  | -65.9452 | -109.9484 | -62.3731 | -33.6083 | -33.1998 | -11.4825 | 10.1556 | 10.6194 | 11.0999 | 11.625 | 12.6403 | 13.3268 | 14.0528 | 14.8441 | 15.695 | 16.6509 | 17.7826 | 19.9177 | 19.6087 | 19.2984 | 0.052571 | 0 | 0 | 0 | 0 | 0 | 0 | 0 | 0 | 0 | 0
TOTAL CAPITAL ACCOUNT
Beginning Capital Account |  | 0 | 19324.1592 | 7757.7111 | 950.658 | -2977.8024 | -6863.0958 | -8574.2483 | -8116.3801 | -7606.6942 | -7043.296 | -6421.1305 | -5704.1701 | -4911.9646 | -4040.0433 | -3081.3401 | -2029.2833 | -873.3532 | 314.4063 | 275.3465 | 236.4772 | 0.10797 | 1.1697e-12 | 1.1697e-12 | 1.1697e-12 | 1.1697e-12 | 1.1697e-12 | 1.1697e-12 | 1.1697e-12 | 1.1697e-12 | 1.1697e-12 | 1.1697e-12
Initial Equity Contribution |  | 1 2002: 26485.9217
Additional Equity |  | 0 | 0 | 0 | 0 | 0 | 0 | 0 | 0 | 0 | 0 | 0 | 0 | 0 | 0 | 0 | 0 | 0 | 0 | 0 | 0 | 0 | 0 | 0 | 0 | 0 | 0 | 0 | 0 | 0 | 0 | 0
Gross Income Allocation
Code 754 Adjustment
Depreciation Recapture
Income |  | 3693.6734 | 3703.9622 | 3703.9622 | 3703.9622 | 3703.9622 | 3703.9622 | 3703.9622 | 3703.9622 | 3703.9622 | 3703.9622 | 3703.9622 | 3703.9622 | 3703.9622 | 3703.9622 | 3703.9622 | 3703.9622 | 3703.9622 | 3703.9622 | 3703.9622 | 3703.9622 | 10.2888 | 0 | 0 | 0 | 0 | 0 | 0 | 0 | 0 | 0 | 0
Operating Expenses |  | -1125.4175 | -1129.05 | -1130.1998 | -1132.149 | -1134.7721 | -1482.9819 | -1495.8998 | -1509.5738 | -1524.0085 | -1539.3053 | -1510.5326 | -1528.0353 | -1547.1449 | -1567.9438 | -1590.6278 | -1615.1958 | -1641.5093 | -1591.6228 | -1620.4117 | -1652.3385 | -4.6864 | 0 | 0 | 0 | 0 | 0 | 0 | 0 | 0 | 0 | 0
Total L/C & Fees |  | -407.8618 | -410.5102 | -412.0512 | -413.6054 | -415.1725 | -71.6861 | -73.209 | -74.7398 | -76.2841 | -78.0796 | -79.6575 | -81.257 | -82.9112 | -84.6291 | -86.4136 | -87.6794 | -79.3311 | -81.5096 | -83.8154 | -82.9159 | -0.23732 | 0 | 0 | 0 | 0 | 0 | 0 | 0 | 0 | 0 | 0
Tax Depreciation & Amortization |  | -7492.3222 | -11923.7158 | -7197.2143 | -4361.3134 | -4361.3134 | -2234.3877 | -107.4621 | -107.4621 | -107.4621 | -107.4621 | -107.4621 | -107.4621 | -107.4621 | -107.4621 | -107.4621 | -107.4621 | -107.4621 | -39.0598 | -38.8693 | -38.8693 | -0.10797 | 0 | 0 | 0 | 0 | 0 | 0 | 0 | 0 | 0 | 0
Interest Expense - Nonrecourse SR |  | -1262.5893 | -1235.5244 | -1201.8081 | -1157.7226 | -1112.6809 | -1063.1537 | -1011.83 | -950.2437 | -886.2192 | -816.613 | -742.2783 | -654.5281 | -561.1591 | -459.5171 | -349.957 | -228.5316 | -97.4013 | 0 | 0 | 0 | 0 | 0 | 0 | 0 | 0 | 0 | 0 | 0 | 0 | 0 | 0
Interest Expense - Nonrecourse JR |  | 0 | 0 | 0 | 0 | 0 | 0 | 0 | 0 | 0 | 0 | 0 | 0 | 0 | 0 | 0 | 0 | 0 | 0 | 0 | 0 | 0 | 0 | 0 | 0 | 0 | 0 | 0 | 0 | 0 | 0 | 0
Interest Expense - Revolver |  | 0 | 0 | 0 | 0 | 0 | 0 | 0 | 0 | 0 | 0 | 0 | 0 | 0 | 0 | 0 | 0 | 0 | 0 | 0 | 0 | 0 | 0 | 0 | 0 | 0 | 0 | 0 | 0 | 0 | 0 | 0
Special Loss Reallocation
Cash Distributions |  | -567.2452 | -571.6099 | -569.7419 | -567.6322 | -565.3167 | -562.9053 | -557.6931 | -552.2569 | -546.5902 | -540.3367 | -547.0714 | -540.4743 | -533.3636 | -525.7069 | -517.4449 | -509.1632 | -590.4991 | -2030.8298 | -1999.7351 | -2166.2078 | -5.3651 | 0 | 0 | 0 | 0 | 0 | 0 | 0 | 0 | 0 | 0
Ending Capital Account |  | 19324.1592 | 7757.7111 | 950.658 | -2977.8024 | -6863.0958 | -8574.2483 | -8116.3801 | -7606.6942 | -7043.296 | -6421.1305 | -5704.1701 | -4911.9646 | -4040.0433 | -3081.3401 | -2029.2833 | -873.3532 | 314.4063 | 275.3465 | 236.4772 | 0.10797 | 1.1697e-12 | 1.1697e-12 | 1.1697e-12 | 1.1697e-12 | 1.1697e-12 | 1.1697e-12 | 1.1697e-12 | 1.1697e-12 | 1.1697e-12 | 1.1697e-12 | 1.1697e-12
Taxable Income (Loss) |  | -6594.5173 | -10994.8382 | -6237.3112 | -3360.8281 | -3319.9767 | -1148.2472 | 1015.5614 | 1061.9429 | 1109.9884 | 1162.5022 | 1264.0317 | 1332.6798 | 1405.2849 | 1484.4101 | 1569.5017 | 1665.0933 | 1778.2585 | 1991.77 | 1960.8658 | 1929.8386 | 5.2571 | 0 | 0 | 0 | 0 | 0 | 0 | 0 | 0 | 0 | 0
CHECK FIGURES
debt principle | 12580.8341 | 330.5596 | 357.2678 | 390.1612 | 432.8531 | 476.02 | 523.2352 | 565.3303 | 617.148 | 670.8602 | 729.6276 | 824.4224 | 899.6675 | 979.3834 | 1066.1653 | 1159.5188 | 1263.3922 | 1295.2215 | 0 | 0 | 0 | 0 | 0 | 0 | 0 | 0 | 0 | 0 | 0 | 0 | 0
actual exp | 12383.3341 | 330.5596 | 357.2678 | 390.1612 | 432.8531 | 476.02 | 523.2352 | 565.3303 | 617.148 | 670.8602 | 729.6276 | 824.4224 | 899.6675 | 979.3834 | 1066.1653 | 1159.5188 | 1263.3922 | 1295.2215 | 0 | 0 | -197.5 | 0 | 0 | 0 | 0 | 0 | 0 | 0 | 0 | 0 | 0
differences actual exp - principle pmts | 197.5 | 0 | 0 | 0 | 0 | 0 | 0 | 0 | 0 | 0 | 0 | 0 | 0 | 0 | 0 | 0 | 0 | 0 | 0 | 0 | -197.5 | 0 | 0 | 0 | 0 | 0 | 0 | 0 | 0 | 0 | 0
equity | 26485.9217 | 2 2003: -197.5; 3 2004: sum of differences should = working cap
actual exp + equity | 38869.2558
total project | 39066.7558
should = working cap | -197.5
total depreciation | 38869.2558
ending capacc balance | 1.4994e-12
total project - depreciation | 197.5
should = working cap | -197.5
total cash & non cash value | 39066.7558
total depreciable assets | 38869.2558
difference | 197.5
working cap | 197.5
capacc residual | 1.4994e-12

## Basis
SMUD - Solano 34.50MW Project |  | 1 | 2 | 3 | 4 | 5 | 6 | 7 | 8 | 9 | 10 | 11 | 12 | 13 | 14 | 15 | 16 | 17 | 18 | 19 | 20 | 21 | 22 | 23 | 24 | 25 | 26 | 27 | 28 | 29 | 30 | 31
Project Partners Basis |  | 2002 | 2003 | 2004 | 2005 | 2006 | 2007 | 2008 | 2009 | 2010 | 2011 | 2012 | 2013 | 2014 | 2015 | 2016 | 2017 | 2018 | 2019 | 2020 | 2021 | 2022 | 2023 | 2024 | 2025 | 2026 | 2027 | 2028 | 2029 | 2030 | 2031 | 2032
OUTSIDE EQUITY
Beginning Basis |  | 0 | 31258.6893 | 19454.2107 | 12328.9685 | 8011.2682 | 3693.5679 | 1481.524 | 1375.1366 | 1268.7492 | 1162.3617 | 1055.9743 | 949.5868 | 843.1994 | 736.812 | 630.4245 | 524.0371 | 417.6497 | 311.2622 | 272.593 | 234.1125 | 0.10689 | -2.0486e-12 | -2.0486e-12 | -2.0486e-12 | -2.0486e-12 | -2.0486e-12 | -2.0486e-12 | -2.0486e-12 | -2.0486e-12 | -2.0486e-12 | -2.0486e-12
Beginning Capital Account |  |  | 19130.9176 | 7680.134 | 941.1514 | -2948.0243 | -6794.4649 | -8488.5059 | -8035.2163 | -7530.6272 | -6972.863 | -6356.9192 | -5647.1284 | -4862.845 | -3999.6429 | -3050.5267 | -2008.9905 | -864.6197 | 311.2622 | 272.593 | 234.1125 | 0.10689 | 3.3538e-12 | 3.3538e-12 | 3.3538e-12 | 3.3538e-12 | 3.3538e-12 | 3.3538e-12 | 3.3538e-12 | 3.3538e-12 | 3.3538e-12 | 3.3538e-12
Carry-over Basis of Contributed Property
Initial Equity |  | 1 2002: 26221.0625
Additional Equity |  | 0 | 0 | 0 | 0 | 0 | 0 | 0 | 0 | 0 | 0 | 0 | 0 | 0 | 0 | 0 | 0 | 0 | 0 | 0 | 0 | 0 | 0 | 0 | 0 | 0 | 0 | 0 | 0 | 0 | 0 | 0
Positive Capital Account Adjustments |  | 3656.7367 | 3666.9226 | 3666.9226 | 3666.9226 | 3666.9226 | 3666.9226 | 3666.9226 | 3666.9226 | 3666.9226 | 3666.9226 | 3666.9226 | 3666.9226 | 3666.9226 | 3666.9226 | 3666.9226 | 3666.9226 | 3666.9226 | 3666.9226 | 3666.9226 | 3666.9226 | 10.1859 | 0 | 0 | 0 | 0 | 0 | 0 | 0 | 0 | 0 | 0
Negative Capital Account Adjustments |  | -10746.8816 | -15117.7062 | -10405.9052 | -7556.0983 | -7513.3631 | -5360.9636 | -3213.633 | -3162.3336 | -3109.1584 | -3050.9788 | -2957.1318 | -2882.6392 | -2803.7205 | -2717.8064 | -2625.3864 | -2522.5518 | -2491.0407 | -3705.5918 | -3705.4032 | -3900.9282 | -10.2928 | 0 | 0 | 0 | 0 | 0 | 0 | 0 | 0 | 0 | 0
Ending Capital Account |  | 19130.9176 | 7680.134 | 941.1514 | -2948.0243 | -6794.4649 | -8488.5059 | -8035.2163 | -7530.6272 | -6972.863 | -6356.9192 | -5647.1284 | -4862.845 | -3999.6429 | -3050.5267 | -2008.9905 | -864.6197 | 311.2622 | 272.593 | 234.1125 | 0.10689 | 3.3538e-12 | 3.3538e-12 | 3.3538e-12 | 3.3538e-12 | 3.3538e-12 | 3.3538e-12 | 3.3538e-12 | 3.3538e-12 | 3.3538e-12 | 3.3538e-12 | 3.3538e-12
Share of Total NonRecourse Debt |  | 12127.7718 | 11774.0767 | 11387.8171 | 10959.2925 | 10488.0328 | 9970.0299 | 9410.3529 | 8799.3764 | 8135.2248 | 7412.8935 | 6596.7153 | 5706.0444 | 4736.4549 | 3680.9512 | 2533.0276 | 1282.2693 | -5.4024e-12 | -5.4024e-12 | -5.4024e-12 | -5.4024e-12 | -5.4024e-12 | -5.4024e-12 | -5.4024e-12 | -5.4024e-12 | -5.4024e-12 | -5.4024e-12 | -5.4024e-12 | -5.4024e-12 | -5.4024e-12 | -5.4024e-12 | 0
Total Ending Basis |  | 31258.6893 | 19454.2107 | 12328.9685 | 8011.2682 | 3693.5679 | 1481.524 | 1375.1366 | 1268.7492 | 1162.3617 | 1055.9743 | 949.5868 | 843.1994 | 736.812 | 630.4245 | 524.0371 | 417.6497 | 311.2622 | 272.593 | 234.1125 | 0.10689 | -2.0486e-12 | -2.0486e-12 | -2.0486e-12 | -2.0486e-12 | -2.0486e-12 | -2.0486e-12 | -2.0486e-12 | -2.0486e-12 | -2.0486e-12 | -2.0486e-12 | 3.3538e-12
Taxable Income (Loss) |  | -6528.5721 | -10884.8898 | -6174.9381 | -3327.2199 | -3286.7769 | -1136.7647 | 1005.4058 | 1051.3234 | 1098.8885 | 1150.8772 | 1251.3914 | 1319.353 | 1391.2321 | 1469.566 | 1553.8067 | 1648.4424 | 1760.4759 | 1971.8523 | 1941.2571 | 1910.5402 | 5.2046 | 0 | 0 | 0 | 0 | 0 | 0 | 0 | 0 | 0 | 0
Loss Suspended (Re-Used) |  | 0 | 0 | 0 | 0 | 0 | 0 | 0 | 0 | 0 | 0 | 0 | 0 | 0 | 0 | 0 | 0 | 0 | 0 | 0 | 0 | 0 | 0 | 0 | 0 | 0 | 0 | 0 | 0 | 0 | 0 | 0
EWC
Beginning Basis |  | 0 | 315.7443 | 196.5072 | 124.535 | 80.9219 | 37.3088 | 14.9649 | 13.8903 | 12.8156 | 11.741 | 10.6664 | 9.5918 | 8.5172 | 7.4425 | 6.3679 | 5.2933 | 4.2187 | 3.1441 | 2.7535 | 2.3648 | 0.0010797 | -5.0823e-14 | -5.0823e-14 | -5.0823e-14 | -5.0823e-14 | -5.0823e-14 | -5.0823e-14 | -5.0823e-14 | -5.0823e-14 | -5.0823e-14 | -5.0823e-14
Beginning Capital Account |  | 0 | 193.2416 | 77.5771 | 9.5066 | -29.778 | -68.631 | -85.7425 | -81.1638 | -76.0669 | -70.433 | -64.2113 | -57.0417 | -49.1196 | -40.4004 | -30.8134 | -20.2928 | -8.7335 | 3.1441 | 2.7535 | 2.3648 | 0.0010797 | 3.747e-15 | 3.747e-15 | 3.747e-15 | 3.747e-15 | 3.747e-15 | 3.747e-15 | 3.747e-15 | 3.747e-15 | 3.747e-15 | 3.747e-15
Carry-over Basis of Contributed Property
Initial Equity |  | 1 2002: 264.8592
Additional Equity |  | 0 | 0 | 0 | 0 | 0 | 0 | 0 | 0 | 0 | 0 | 0 | 0 | 0 | 0 | 0 | 0 | 0 | 0 | 0 | 0 | 0 | 0 | 0 | 0 | 0 | 0 | 0 | 0 | 0 | 0 | 0
Positive Capital Account Adjustments |  | 36.9367 | 37.0396 | 37.0396 | 37.0396 | 37.0396 | 37.0396 | 37.0396 | 37.0396 | 37.0396 | 37.0396 | 37.0396 | 37.0396 | 37.0396 | 37.0396 | 37.0396 | 37.0396 | 37.0396 | 37.0396 | 37.0396 | 37.0396 | 0.10289 | 0 | 0 | 0 | 0 | 0 | 0 | 0 | 0 | 0 | 0
Negative Capital Account Adjustments |  | -108.5544 | -152.7041 | -105.1102 | -76.3242 | -75.8926 | -54.1511 | -32.4609 | -31.9428 | -31.4056 | -30.818 | -29.87 | -29.1176 | -28.3204 | -27.4526 | -26.5191 | -25.4803 | -25.162 | -37.4302 | -37.4283 | -39.4033 | -0.10397 | 0 | 0 | 0 | 0 | 0 | 0 | 0 | 0 | 0 | 0
Ending Capital Account |  | 193.2416 | 77.5771 | 9.5066 | -29.778 | -68.631 | -85.7425 | -81.1638 | -76.0669 | -70.433 | -64.2113 | -57.0417 | -49.1196 | -40.4004 | -30.8134 | -20.2928 | -8.7335 | 3.1441 | 2.7535 | 2.3648 | 0.0010797 | 3.747e-15 | 3.747e-15 | 3.747e-15 | 3.747e-15 | 3.747e-15 | 3.747e-15 | 3.747e-15 | 3.747e-15 | 3.747e-15 | 3.747e-15 | 3.747e-15
Share of Total NonRecourse Debt |  | 122.5027 | 118.9301 | 115.0285 | 110.6999 | 105.9397 | 100.7074 | 95.0541 | 88.8826 | 82.174 | 74.8777 | 66.6335 | 57.6368 | 47.843 | 37.1813 | 25.5861 | 12.9522 | -5.457e-14 | -5.457e-14 | -5.457e-14 | -5.457e-14 | -5.457e-14 | -5.457e-14 | -5.457e-14 | -5.457e-14 | -5.457e-14 | -5.457e-14 | -5.457e-14 | -5.457e-14 | -5.457e-14 | -5.457e-14 | 0
Total Ending Basis |  | 315.7443 | 196.5072 | 124.535 | 80.9219 | 37.3088 | 14.9649 | 13.8903 | 12.8156 | 11.741 | 10.6664 | 9.5918 | 8.5172 | 7.4425 | 6.3679 | 5.2933 | 4.2187 | 3.1441 | 2.7535 | 2.3648 | 0.0010797 | -5.0823e-14 | -5.0823e-14 | -5.0823e-14 | -5.0823e-14 | -5.0823e-14 | -5.0823e-14 | -5.0823e-14 | -5.0823e-14 | -5.0823e-14 | -5.0823e-14 | 3.747e-15
Taxable Income (Loss) |  | -65.9452 | -109.9484 | -62.3731 | -33.6083 | -33.1998 | -11.4825 | 10.1556 | 10.6194 | 11.0999 | 11.625 | 12.6403 | 13.3268 | 14.0528 | 14.8441 | 15.695 | 16.6509 | 17.7826 | 19.9177 | 19.6087 | 19.2984 | 0.052571 | 0 | 0 | 0 | 0 | 0 | 0 | 0 | 0 | 0 | 0
Loss Suspended (Re-Used) |  | 0 | 0 | 0 | 0 | 0 | 0 | 0 | 0 | 0 | 0 | 0 | 0 | 0 | 0 | 0 | 0 | 0 | 0 | 0 | 0 | 0 | 0 | 0 | 0 | 0 | 0 | 0 | 0 | 0 | 0 | 0
TOTAL BASIS
Beginning Basis |  | 0 | 31574.4337 | 19650.7178 | 12453.5035 | 8092.1901 | 3730.8767 | 1496.4889 | 1389.0269 | 1281.5648 | 1174.1028 | 1066.6407 | 959.1786 | 851.7166 | 744.2545 | 636.7925 | 529.3304 | 421.8683 | 314.4063 | 275.3465 | 236.4772 | 0.10797 | -3.8316e-12 | -3.8316e-12 | -3.8316e-12 | -3.8316e-12 | -3.8316e-12 | -3.8316e-12 | -3.8316e-12 | -3.8316e-12 | -3.8316e-12 | -3.8316e-12
Beginning Capital Account |  | 0 | 19324.1592 | 7757.7111 | 950.658 | -2977.8024 | -6863.0958 | -8574.2483 | -8116.3801 | -7606.6942 | -7043.296 | -6421.1305 | -5704.1701 | -4911.9646 | -4040.0433 | -3081.3401 | -2029.2833 | -873.3532 | 314.4063 | 275.3465 | 236.4772 | 0.10797 | 1.6254e-12 | 1.6254e-12 | 1.6254e-12 | 1.6254e-12 | 1.6254e-12 | 1.6254e-12 | 1.6254e-12 | 1.6254e-12 | 1.6254e-12 | 1.6254e-12
Carry-over Basis of Contributed Property
Initial Equity |  | 1 2002: 26485.9217
Additional Equity |  | 0 | 0 | 0 | 0 | 0 | 0 | 0 | 0 | 0 | 0 | 0 | 0 | 0 | 0 | 0 | 0 | 0 | 0 | 0 | 0 | 0 | 0 | 0 | 0 | 0 | 0 | 0 | 0 | 0 | 0 | 0
Positive Capital Account Adjustments |  | 3693.6734 | 3703.9622 | 3703.9622 | 3703.9622 | 3703.9622 | 3703.9622 | 3703.9622 | 3703.9622 | 3703.9622 | 3703.9622 | 3703.9622 | 3703.9622 | 3703.9622 | 3703.9622 | 3703.9622 | 3703.9622 | 3703.9622 | 3703.9622 | 3703.9622 | 3703.9622 | 10.2888 | 0 | 0 | 0 | 0 | 0 | 0 | 0 | 0 | 0 | 0
Negative Capital Account Adjustments |  | -10855.436 | -15270.4103 | -10511.0154 | -7632.4226 | -7589.2557 | -5415.1148 | -3246.094 | -3194.2763 | -3140.5641 | -3081.7967 | -2987.0018 | -2911.7568 | -2832.0409 | -2745.259 | -2651.9055 | -2548.0321 | -2516.2028 | -3743.022 | -3742.8315 | -3940.3315 | -10.3968 | 0 | 0 | 0 | 0 | 0 | 0 | 0 | 0 | 0 | 0
Ending Capital Account |  | 19324.1592 | 7757.7111 | 950.658 | -2977.8024 | -6863.0958 | -8574.2483 | -8116.3801 | -7606.6942 | -7043.296 | -6421.1305 | -5704.1701 | -4911.9646 | -4040.0433 | -3081.3401 | -2029.2833 | -873.3532 | 314.4063 | 275.3465 | 236.4772 | 0.10797 | 1.6254e-12 | 1.6254e-12 | 1.6254e-12 | 1.6254e-12 | 1.6254e-12 | 1.6254e-12 | 1.6254e-12 | 1.6254e-12 | 1.6254e-12 | 1.6254e-12 | 1.6254e-12
Total NonRecourse Debt |  | 12250.2745 | 11893.0067 | 11502.8455 | 11069.9925 | 10593.9725 | 10070.7373 | 9505.407 | 8888.259 | 8217.3988 | 7487.7712 | 6663.3488 | 5763.6812 | 4784.2978 | 3718.1325 | 2558.6137 | 1295.2215 | -5.457e-12 | -5.457e-12 | -5.457e-12 | -5.457e-12 | -5.457e-12 | -5.457e-12 | -5.457e-12 | -5.457e-12 | -5.457e-12 | -5.457e-12 | -5.457e-12 | -5.457e-12 | -5.457e-12 | -5.457e-12 | -5.457e-12
Total Ending Basis |  | 31574.4337 | 19650.7178 | 12453.5035 | 8092.1901 | 3730.8767 | 1496.4889 | 1389.0269 | 1281.5648 | 1174.1028 | 1066.6407 | 959.1786 | 851.7166 | 744.2545 | 636.7925 | 529.3304 | 421.8683 | 314.4063 | 275.3465 | 236.4772 | 0.10797 | -3.8316e-12 | -3.8316e-12 | -3.8316e-12 | -3.8316e-12 | -3.8316e-12 | -3.8316e-12 | -3.8316e-12 | -3.8316e-12 | -3.8316e-12 | -3.8316e-12 | -3.8316e-12
Outside Sharing Ratio - Tax Income |  | 0.99 | 0.99 | 0.99 | 0.99 | 0.99 | 0.99 | 0.99 | 0.99 | 0.99 | 0.99 | 0.99 | 0.99 | 0.99 | 0.99 | 0.99 | 0.99 | 0.99 | 0.99 | 0.99 | 0.99 | 0.99 | 0.99 | 0.99 | 0.99 | 0.99 | 0.99 | 0.99 | 0.99 | 0.99 | 0.99 | 0 | 0 | 0 | 0 | 0 | 0
EWC Sharing Ratio - Tax Income |  | 0.01 | 0.01 | 0.01 | 0.01 | 0.01 | 0.01 | 0.01 | 0.01 | 0.01 | 0.01 | 0.01 | 0.01 | 0.01 | 0.01 | 0.01 | 0.01 | 0.01 | 0.01 | 0.01 | 0.01 | 0.01 | 0.01 | 0.01 | 0.01 | 0.01 | 0.01 | 0.01 | 0.01 | 0.01 | 0.01 | 0 | 0 | 0 | 0 | 0 | 0
Min Gain
Total Nonrecourse Debt |  | 12250.2745 | 11893.0067 | 11502.8455 | 11069.9925 | 10593.9725 | 10070.7373 | 9505.407 | 8888.259 | 8217.3988 | 7487.7712 | 6663.3488 | 5763.6812 | 4784.2978 | 3718.1325 | 2558.6137 | 1295.2215 | -5.457e-12 | -5.457e-12 | -5.457e-12 | -5.457e-12 | -5.457e-12 | -5.457e-12 | -5.457e-12 | -5.457e-12 | -5.457e-12 | -5.457e-12 | -5.457e-12 | -5.457e-12 | -5.457e-12 | -5.457e-12 | -5.457e-12 | 0 | 0 | 0 | 0
Total Basis |  | 31574.4337 | 19650.7178 | 12453.5035 | 8092.1901 | 3730.8767 | 1496.4889 | 1389.0269 | 1281.5648 | 1174.1028 | 1066.6407 | 959.1786 | 851.7166 | 744.2545 | 636.7925 | 529.3304 | 421.8683 | 314.4063 | 275.3465 | 236.4772 | 0.10797 | -3.8316e-12 | -3.8316e-12 | -3.8316e-12 | -3.8316e-12 | -3.8316e-12 | -3.8316e-12 | -3.8316e-12 | -3.8316e-12 | -3.8316e-12 | -3.8316e-12 | -3.8316e-12 | 0 | 0 | 0 | 0
Total Minimum Gain |  | 0 | 0 | 0 | 2977.8024 | 6863.0958 | 8574.2483 | 8116.3801 | 7606.6942 | 7043.296 | 6421.1305 | 5704.1701 | 4911.9646 | 4040.0433 | 3081.3401 | 2029.2833 | 873.3532 | 0 | 0 | 0 | 0 | 0 | 0 | 0 | 0 | 0 | 0 | 0 | 0 | 0 | 0 | 0 | 0 | 0 | 0 | 0
Change in Min Gain |  | 0 | 0 | 0 | 2977.8024 | 3885.2935 | 1711.1525 | -457.8683 | -509.6859 | -563.3982 | -622.1655 | -716.9604 | -792.2055 | -871.9213 | -958.7033 | -1052.0568 | -1155.9301 | -873.3532 | 0 | 0 | 0 | 0 | 0 | 0 | 0 | 0 | 0 | 0 | 0 | 0 | 0 | 0 | 0 | 0 | 0 | 0
Non Recourse Deduction | Sum
Oustide non recourse deductions | 8488.5059 | 0 | 0 | 0 | 2948.0243 | 3846.4405 | 1694.041 | 0 | 0 | 0 | 0 | 0 | 0 | 0 | 0 | 0 | 0 | 0 | 0 | 0 | 0 | 0 | 0 | 0 | 0 | 0 | 0 | 0 | 0 | 0 | 0 | 0 | 0 | 0 | 0 | 0
EWC non recourse deductions | 85.7425 | 0 | 0 | 0 | 29.778 | 38.8529 | 17.1115 | 0 | 0 | 0 | 0 | 0 | 0 | 0 | 0 | 0 | 0 | 0 | 0 | 0 | 0 | 0 | 0 | 0 | 0 | 0 | 0 | 0 | 0 | 0 | 0 | 0 | 0 | 0 | 0 | 0
Chargeback
Outside | 8488.5059 | 0 | 0 | 0 | 0 | 0 | 0 | 453.2896 | 504.589 | 557.7642 | 615.9438 | 709.7908 | 784.2834 | 863.2021 | 949.1162 | 1041.5362 | 1144.3708 | 864.6197 | 0 | 0 | 0 | 0 | 0 | 0 | 0 | 0 | 0 | 0 | 0 | 0 | 0 | 0 | 0 | 0 | 0 | 0
EWC | 85.7425 | 0 | 0 | 0 | 0 | 0 | 0 | 4.5787 | 5.0969 | 5.634 | 6.2217 | 7.1696 | 7.9221 | 8.7192 | 9.587 | 10.5206 | 11.5593 | 8.7335 | 0 | 0 | 0 | 0 | 0 | 0 | 0 | 0 | 0 | 0 | 0 | 0 | 0 | 0 | 0 | 0 | 0 | 0
Balance of Min Gain
Outside |  | 0 | 0 | 0 | 2948.0243 | 6794.4649 | 8488.5059 | 8035.2163 | 7530.6272 | 6972.863 | 6356.9192 | 5647.1284 | 4862.845 | 3999.6429 | 3050.5267 | 2008.9905 | 864.6197 | 0 | 0 | 0 | 0 | 0 | 0 | 0 | 0 | 0 | 0 | 0 | 0 | 0 | 0 | 0 | 0 | 0 | 0 | 0
EWC |  | 0 | 0 | 0 | 29.778 | 68.631 | 85.7425 | 81.1638 | 76.0669 | 70.433 | 64.2113 | 57.0417 | 49.1196 | 40.4004 | 30.8134 | 20.2928 | 8.7335 | 0 | 0 | 0 | 0 | 0 | 0 | 0 | 0 | 0 | 0 | 0 | 0 | 0 | 0 | 0 | 0 | 0 | 0 | 0
Chargeback % |  | 0 | 0 | 0 | 0.99 | 0.99 | 0.99 | 0.99 | 0.99 | 0.99 | 0.99 | 0.99 | 0.99 | 0.99 | 0.99 | 0.99 | 0.99 | 0 | 0 | 0 | 0 | 0 | 0 | 0 | 0 | 0 | 0 | 0 | 0 | 0 | 0 | 0 | 0 | 0 | 0 | 0
Chargeback % |  | 0 | 0 | 0 | 0.01 | 0.01 | 0.01 | 0.01 | 0.01 | 0.01 | 0.01 | 0.01 | 0.01 | 0.01 | 0.01 | 0.01 | 0.01 | 0 | 0 | 0 | 0 | 0 | 0 | 0 | 0 | 0 | 0 | 0 | 0 | 0 | 0 | 0 | 0 | 0 | 0 | 0
Amount of Chargeback Income (Sharing Ratios)
Outside | 16977.0117 | 0 | 0 | 0 | 2948.0243 | 3846.4405 | 1694.041 | 453.2896 | 504.589 | 557.7642 | 615.9438 | 709.7908 | 784.2834 | 863.2021 | 949.1162 | 1041.5362 | 1144.3708 | 864.6197 | 0 | 0 | 0 | 0 | 0 | 0 | 0 | 0 | 0 | 0 | 0 | 0 | 0 | 0 | 0 | 0 | 0 | 0
EWC | 171.485 | 0 | 0 | 0 | 29.778 | 38.8529 | 17.1115 | 4.5787 | 5.0969 | 5.634 | 6.2217 | 7.1696 | 7.9221 | 8.7192 | 9.587 | 10.5206 | 11.5593 | 8.7335 | 0 | 0 | 0 | 0 | 0 | 0 | 0 | 0 | 0 | 0 | 0 | 0 | 0 | 0 | 0 | 0 | 0 | 0
Net Min Gain Adjustment
Outside | 0 | 0 | 0 | 0 | 0 | 0 | 0 | 0 | 0 | 0 | 0 | 0 | 0 | 0 | 0 | 0 | 0 | 0 | 0 | 0 | 0 | 0 | 0 | 0 | 0 | 0 | 0 | 0 | 0 | 0 | 0 | 0 | 0 | 0 | 0 | 0
EWC | 0 | 0 | 0 | 0 | 0 | 0 | 0 | 0 | 0 | 0 | 0 | 0 | 0 | 0 | 0 | 0 | 0 | 0 | 0 | 0 | 0 | 0 | 0 | 0 | 0 | 0 | 0 | 0 | 0 | 0 | 0 | 0 | 0 | 0 | 0 | 0
0
Note on B19: Eddie Moses: If Income and Beginning Basis are both (+) then re-use suspended losses up to the amount of Basis If both are (-) then suspend all the losses If Income (-) and Basis (+) then if ABS(Income) < Basis then 0 else if ABS(Income) > Basis suspend any losses exceeding the Basis If Income (+) and Basis (-) then 0
Note on B37: Eddie Moses: If Income and Beginning Basis are both (+) then re-use suspended losses up to the amount of Basis If both are (-) then suspend all the losses If Income (-) and Basis (+) then if ABS(Income) < Basis then 0 else if ABS(Income) > Basis suspend any losses exceeding the Basis If Income (+) and Basis (-) then 0

## Outside
SMUD - Solano 34.50MW Project |  |  | 1 | 2 | 3 | 4 | 5 | 6 | 7 | 8 | 9 | 10 | 11 | 12 | 13 | 14 | 15 | 16 | 17 | 18 | 19 | 20 | 21 | 22 | 23 | 24 | 25 | 26 | 27 | 28 | 29 | 30 | 31
Outside Equity Return |  |  | 2002 | 2003 | 2004 | 2005 | 2006 | 2007 | 2008 | 2009 | 2010 | 2011 | 2012 | 2013 | 2014 | 2015 | 2016 | 2017 | 2018 | 2019 | 2020 | 2021 | 2022 | 2023 | 2024 | 2025 | 2026 | 2027 | 2028 | 2029 | 2030 | 2031 | 2032
TOTAL INCOME TAX
Taxable Income (Loss) |  |  | -6528.5721 | -10884.8898 | -6174.9381 | -3327.2199 | -3286.7769 | -1136.7647 | 1005.4058 | 1051.3234 | 1098.8885 | 1150.8772 | 1251.3914 | 1319.353 | 1391.2321 | 1469.566 | 1553.8067 | 1648.4424 | 1760.4759 | 1971.8523 | 1941.2571 | 1910.5402 | 5.2046 | 0 | 0 | 0 | 0 | 0 | 0 | 0 | 0 | 0 | 0
Loss Suspended (Re-Used) |  |  | 0 | 0 | 0 | 0 | 0 | 0 | 0 | 0 | 0 | 0 | 0 | 0 | 0 | 0 | 0 | 0 | 0 | 0 | 0 | 0 | 0 | 0 | 0 | 0 | 0 | 0 | 0 | 0 | 0 | 0 | 0
Total Taxable Income |  |  | -6528.5721 | -10884.8898 | -6174.9381 | -3327.2199 | -3286.7769 | -1136.7647 | 1005.4058 | 1051.3234 | 1098.8885 | 1150.8772 | 1251.3914 | 1319.353 | 1391.2321 | 1469.566 | 1553.8067 | 1648.4424 | 1760.4759 | 1971.8523 | 1941.2571 | 1910.5402 | 5.2046 | 0 | 0 | 0 | 0 | 0 | 0 | 0 | 0 | 0 | 0
Effective Tax Rate |  |  | 39.55% | 39.55% | 39.55% | 39.55% | 39.55% | 39.55% | 39.55% | 39.55% | 39.55% | 39.55% | 39.55% | 39.55% | 39.55% | 39.55% | 39.55% | 39.55% | 39.55% | 39.55% | 39.55% | 39.55% | 39.55% | 39.55% | 39.55% | 39.55% | 39.55% | 39.55% | 39.55% | 39.55% | 39.55% | 39.55% | 35%
Total Income Tax Benefit (PMT) |  |  | 2582.0503 | 4304.9739 | 2442.188 | 1315.9155 | 1299.9203 | 449.5905 | -397.638 | -415.7984 | -434.6104 | -455.1719 | -494.9253 | -521.8041 | -550.2323 | -581.2134 | -614.5305 | -651.959 | -696.2682 | -779.8676 | -767.7672 | -755.6187 | -2.0584 | 0 | 0 | 0 | 0 | 0 | 0 | 0 | 0 | 0 | 0
PTC
Total PTC |  |  | 2284.7465 | 2418.3946 | 2418.3946 | 2418.3946 | 2545.6785 | 2545.6785 | 2672.9624 | 2672.9624 | 2672.9624 | 2800.2464 | 7.7785 | 0 | 0 | 0 | 0 | 0 | 0 | 0 | 0 | 0 | 0 | 0 | 0 | 0 | 0 | 0 | 0 | 0 | 0 | 0 | 0
Sharing Ratio - Tax Income |  |  | 99% | 99% | 99% | 99% | 99% | 99% | 99% | 99% | 99% | 99% | 99% | 99% | 99% | 99% | 99% | 99% | 99% | 99% | 99% | 99% | 99% | 99% | 99% | 99% | 99% | 99% | 99% | 99% | 99% | 99% | 0%
Share of PTC |  |  | 2261.899 | 2394.2106 | 2394.2106 | 2394.2106 | 2520.2217 | 2520.2217 | 2646.2328 | 2646.2328 | 2646.2328 | 2772.2439 | 7.7007 | 0 | 0 | 0 | 0 | 0 | 0 | 0 | 0 | 0 | 0 | 0 | 0 | 0 | 0 | 0 | 0 | 0 | 0 | 0 | 0
ANNUAL RETURN
INITIAL EQUITY |  | -26221.0625
ADDITIONAL EQUITY |  |  | 0 | 0 | 0 | 0 | 0 | 0 | 0 | 0 | 0 | 0 | 0 | 0 | 0 | 0 | 0 | 0 | 0 | 0 | 0 | 0 | 0 | 0 | 0 | 0 | 0 | 0 | 0 | 0 | 0 | 0 | 0
CASH DISTRIBUTION |  |  | 561.5728 | 565.8938 | 564.0445 | 561.9559 | 559.6636 | 557.2763 | 552.1162 | 546.7344 | 541.1243 | 534.9334 | 541.6006 | 535.0696 | 528.03 | 520.4498 | 512.2705 | 504.0716 | 584.5941 | 2010.5215 | 1979.7377 | 2144.5458 | 5.3114 | 0 | 0 | 0 | 0 | 0 | 0 | 0 | 0 | 0 | 0
TOTAL INCOME TAX BENEFIT (PMT) |  |  | 2582.0503 | 4304.9739 | 2442.188 | 1315.9155 | 1299.9203 | 449.5905 | -397.638 | -415.7984 | -434.6104 | -455.1719 | -494.9253 | -521.8041 | -550.2323 | -581.2134 | -614.5305 | -651.959 | -696.2682 | -779.8676 | -767.7672 | -755.6187 | -2.0584 | 0 | 0 | 0 | 0 | 0 | 0 | 0 | 0 | 0 | 0
TAX CREDIT- PTC |  |  | 2261.899 | 2394.2106 | 2394.2106 | 2394.2106 | 2520.2217 | 2520.2217 | 2646.2328 | 2646.2328 | 2646.2328 | 2772.2439 | 7.7007 | 0 | 0 | 0 | 0 | 0 | 0 | 0 | 0 | 0 | 0 | 0 | 0 | 0 | 0 | 0 | 0 | 0 | 0 | 0 | 0
TOTAL PRE-TAX CASH FLOW |  | -26221.0625 | 561.5728 | 565.8938 | 564.0445 | 561.9559 | 559.6636 | 557.2763 | 552.1162 | 546.7344 | 541.1243 | 534.9334 | 541.6006 | 535.0696 | 528.03 | 520.4498 | 512.2705 | 504.0716 | 584.5941 | 2010.5215 | 1979.7377 | 2144.5458 | 5.3114 | 0 | 0 | 0 | 0 | 0 | 0 | 0 | 0 | 0 | 0
CUMULATIVE P-T CASH FLOW |  | -26221.0625 | -25659.4897 | -25093.5959 | -24529.5514 | -23967.5956 | -23407.932 | -22850.6557 | -22298.5395 | -21751.8051 | -21210.6808 | -20675.7475 | -20134.1468 | -19599.0772 | -19071.0473 | -18550.5975 | -18038.327 | -17534.2554 | -16949.6613 | -14939.1399 | -12959.4022 | -10814.8564 | -10809.545 | -10809.545 | -10809.545 | -10809.545 | -10809.545 | -10809.545 | -10809.545 | -10809.545 | -10809.545 | -10809.545 | -10809.545
TOTAL AFTER-TAX CASH FLOW |  | -26221.0625 | 5405.5221 | 7265.0783 | 5400.4432 | 4272.082 | 4379.8056 | 3527.0884 | 2800.711 | 2777.1688 | 2752.7467 | 2852.0053 | 54.376 | 13.2655 | -22.2023 | -60.7636 | -102.2601 | -147.8874 | -111.6742 | 1230.6539 | 1211.9705 | 1388.9271 | 3.253 | 0 | 0 | 0 | 0 | 0 | 0 | 0 | 0 | 0 | 0
CUMULATIVE A-T CASH FLOW |  | -26221.0625 | -20815.5404 | -13550.4621 | -8150.0189 | -3877.937 | 501.8686 | 4028.957 | 6829.6681 | 9606.8368 | 12359.5835 | 15211.5889 | 15265.9649 | 15279.2304 | 15257.028 | 15196.2645 | 15094.0044 | 14946.117 | 14834.4429 | 16065.0967 | 17277.0672 | 18665.9944 | 18669.2474 | 18669.2474 | 18669.2474 | 18669.2474 | 18669.2474 | 18669.2474 | 18669.2474 | 18669.2474 | 18669.2474 | 18669.2474 | 18669.2474
ANNUAL RESULTS |  | AFTER TAX
|  | IRR | 1 2002: NPV
13%
| 10 YEAR | 11.47% | 1 2002: -1169.8329
| 20 YEAR | 11.91% | 1 2002: -881.1412
| 30 YEAR | 11.91% | 1 2002: -880.9201
PRE TAX
| 10 YEAR | -21.53% | 1 2002: -20527.3059
| 20 YEAR | -3.818% | 1 2002: -19380.4483
| 30 YEAR | -3.815% | 1 2002: -19380.0874
QUARTERLY CASHFLOW DATES |  | AFTER TAX
|  | 2002-01-01 | 2002-04-01 | 2003-04-01 | 2004-04-01 | 2005-04-01 | 2006-04-01 | 2007-04-01 | 2008-04-01 | 2009-04-01 | 2010-04-01 | 2011-04-01 | 2012-04-01 | 2013-04-01 | 2014-04-01 | 2015-04-01 | 2016-04-01 | 2017-04-01 | 2018-04-01 | 2019-04-01 | 2020-04-01 | 2021-04-01 | 2022-04-01 | 2023-04-01 | 2024-04-01 | 2025-04-01 | 2026-04-01 | 2027-04-01 | 2028-04-01 | 2029-04-01 | 2030-04-01 | 2031-04-01 | 2032-04-01
|  | 2002-01-01 | 2002-07-02 | 2003-07-01 | 2004-07-01 | 2005-07-01 | 2006-07-01 | 2007-07-01 | 2008-07-01 | 2009-07-01 | 2010-07-01 | 2011-07-01 | 2012-07-01 | 2013-07-01 | 2014-07-01 | 2015-07-01 | 2016-07-01 | 2017-07-01 | 2018-07-01 | 2019-07-01 | 2020-07-01 | 2021-07-01 | 2022-07-01 | 2023-07-01 | 2024-07-01 | 2025-07-01 | 2026-07-01 | 2027-07-01 | 2028-07-01 | 2029-07-01 | 2030-07-01 | 2031-07-01 | 2032-07-01
|  | 2002-01-01 | 2002-09-30 | 2003-10-01 | 2004-10-01 | 2005-10-01 | 2006-10-01 | 2007-10-01 | 2008-10-01 | 2009-10-01 | 2010-10-01 | 2011-10-01 | 2012-10-01 | 2013-10-01 | 2014-10-01 | 2015-10-01 | 2016-10-01 | 2017-10-01 | 2018-10-01 | 2019-10-01 | 2020-10-01 | 2021-10-01 | 2022-10-01 | 2023-10-01 | 2024-10-01 | 2025-10-01 | 2026-10-01 | 2027-10-01 | 2028-10-01 | 2029-10-01 | 2030-10-01 | 2031-10-01 | 2032-10-01
|  | 2002-01-01 | 2003-01-01 | 2004-01-01 | 2005-01-01 | 2006-01-01 | 2007-01-01 | 2008-01-01 | 2009-01-01 | 2010-01-01 | 2011-01-01 | 2012-01-01 | 2013-01-01 | 2014-01-01 | 2015-01-01 | 2016-01-01 | 2017-01-01 | 2018-01-01 | 2019-01-01 | 2020-01-01 | 2021-01-01 | 2022-01-01 | 2023-01-01 | 2024-01-01 | 2025-01-01 | 2026-01-01 | 2027-01-01 | 2028-01-01 | 2029-01-01 | 2030-01-01 | 2031-01-01 | 2032-01-01 | 2033-01-01
PRE TAX | 2002-01-01 | 2002-01-01 | 2002-12-30 | 2003-12-30 | 2004-12-30 | 2005-12-30 | 2006-12-30 | 2007-12-30 | 2008-12-30 | 2009-12-30 | 2010-12-30 | 2011-12-30 | 2012-12-30 | 2013-12-30 | 2014-12-30 | 2015-12-30 | 2016-12-30 | 2017-12-30 | 2018-12-30 | 2019-12-30 | 2020-12-30 | 2021-12-30 | 2022-12-30 | 2023-12-30 | 2024-12-30 | 2025-12-30 | 2026-12-30 | 2027-12-30 | 2028-12-30 | 2029-12-30 | 2030-12-30 | 2031-12-30 | 2032-12-30
QUARTERLY CASHFLOW VALUES |  | 2002-01-01: AFTER TAX
|  | -26221.0625 | 1210.9873 | 1674.7961 | 1209.0997 | 927.5315 | 955.0355 | 742.453 | 562.1487 | 557.6086 | 552.9056 | 579.268 | -121.8062 | -130.451 | -137.5581 | -145.3033 | -153.6326 | -162.9897 | -174.0671 | -194.9669 | -191.9418 | -188.9047 | -0.5146 | 0 | 0 | 0 | 0 | 0 | 0 | 0 | 0 | 0 | 0
|  | 0 | 1210.9873 | 1674.7961 | 1209.0997 | 927.5315 | 955.0355 | 742.453 | 562.1487 | 557.6086 | 552.9056 | 579.268 | -121.8062 | -130.451 | -137.5581 | -145.3033 | -153.6326 | -162.9897 | -174.0671 | -194.9669 | -191.9418 | -188.9047 | -0.5146 | 0 | 0 | 0 | 0 | 0 | 0 | 0 | 0 | 0 | 0
|  | 0 | 1210.9873 | 1674.7961 | 1209.0997 | 927.5315 | 955.0355 | 742.453 | 562.1487 | 557.6086 | 552.9056 | 579.268 | -121.8062 | -130.451 | -137.5581 | -145.3033 | -153.6326 | -162.9897 | -174.0671 | -194.9669 | -191.9418 | -188.9047 | -0.5146 | 0 | 0 | 0 | 0 | 0 | 0 | 0 | 0 | 0 | 0
|  | 0 | 1210.9873 | 1674.7961 | 1209.0997 | 927.5315 | 955.0355 | 742.453 | 562.1487 | 557.6086 | 552.9056 | 579.268 | -121.8062 | -130.451 | -137.5581 | -145.3033 | -153.6326 | -162.9897 | -174.0671 | -194.9669 | -191.9418 | -188.9047 | -0.5146 | 0 | 0 | 0 | 0 | 0 | 0 | 0 | 0 | 0 | 0
PRE TAX | -26221.0625 | 0 | 561.5728 | 565.8938 | 564.0445 | 561.9559 | 559.6636 | 557.2763 | 552.1162 | 546.7344 | 541.1243 | 534.9334 | 541.6006 | 535.0696 | 528.03 | 520.4498 | 512.2705 | 504.0716 | 584.5941 | 2010.5215 | 1979.7377 | 2144.5458 | 5.3114 | 0 | 0 | 0 | 0 | 0 | 0 | 0 | 0 | 0 | 0
ANNUAL TOTAL |  |  | 5405.5221 | 7265.0783 | 5400.4432 | 4272.082 | 4379.8056 | 3527.0884 | 2800.711 | 2777.1688 | 2752.7467 | 2852.0053 | 54.376 | 13.2655 | -22.2023 | -60.7636 | -102.2601 | -147.8874 | -111.6742 | 1230.6539 | 1211.9705 | 1388.9271 | 3.253 | 0 | 0 | 0 | 0 | 0 | 0 | 0 | 0 | 0 | 0
QUARTERLY RESULTS |  | 2002-01-01: AFTER TAX
|  | IRR | NPV | PV Cashflow
|  |  | 13% | 13%
| 10 YEAR | 2002-01-01: 12.64%; 2003-01-01: -280.2551; 2004-01-01: 25940.8074
| 20 YEAR | 2002-01-01: 13%; 2003-01-01: -9.9476e-13; 2004-01-01: 26221.0625
| 30 YEAR | 2002-01-01: 13%; 2003-01-01: 0.24214; 2004-01-01: 26221.3046
PRE TAX
| 10 YEAR | 2002-01-01: -21.54%; 2003-01-01: -23194.7882; 2004-01-01: 3026.2743
| 20 YEAR | 2002-01-01: -3.817%; 2003-01-01: -21899.6778; 2004-01-01: 4321.3847
| 30 YEAR | 2002-01-01: -3.814%; 2003-01-01: -21899.2703; 2004-01-01: 4321.7922
ANNUAL PAYMENT PARAMETERS
ADDITIONAL EQUITY | 0 | bar: 2002-01-01
CASH DISTRIBUTION | 0 | bar: 2002-01-01
TOTAL INCOME TAX BENEFIT (PMT) | 0.25 | 2002-01-01: 0
TAX CREDIT- PTC | 0.25 | 2002-01-01: 0
OUTSIDE BOOK INCOME EFFECT
OPERATING REVENUES |  |  | 3656.7367 | 3666.9226 | 3666.9226 | 3666.9226 | 3666.9226 | 3666.9226 | 3666.9226 | 3666.9226 | 3666.9226 | 3666.9226 | 3666.9226 | 3666.9226 | 3666.9226 | 3666.9226 | 3666.9226 | 3666.9226 | 3666.9226 | 3666.9226 | 3666.9226 | 3666.9226 | 10.1859 | 0 | 0 | 0 | 0 | 0 | 0 | 0 | 0 | 0
LESS: OPERATING EXPENSES |  |  | -1114.1634 | -1117.7595 | -1118.8978 | -1120.8275 | -1123.4244 | -1468.1521 | -1480.9408 | -1494.4781 | -1508.7684 | -1523.9123 | -1495.4273 | -1512.7549 | -1531.6735 | -1552.2644 | -1574.7215 | -1599.0439 | -1625.0942 | -1575.7066 | -1604.2076 | -1635.8151 | -4.6395 | 0 | 0 | 0 | 0 | 0 | 0 | 0 | 0 | 0
DEPRECIATION EXPENSE |  |  | -1822.7495 | -1827.8268 | -1827.8268 | -1827.8268 | -1827.8268 | -1827.8268 | -1827.8268 | -1827.8268 | -1827.8268 | -1827.8268 | -1827.8268 | -1827.8268 | -1827.8268 | -1827.8268 | -1827.8268 | -1827.8268 | -1827.8268 | -1827.8268 | -1827.8268 | -1827.8268 | -5.0773 | 0 | 0 | 0 | 0 | 0 | 0 | 0 | 0 | 0
AMORTIZATION EXPENSE |  |  | -106.0919 | -106.3874 | -106.3874 | -106.3874 | -106.3874 | -106.3874 | -106.3874 | -106.3874 | -106.3874 | -106.3874 | -106.3874 | -106.3874 | -106.3874 | -106.3874 | -106.3874 | -106.3874 | -106.3874 | -38.6692 | -38.4806 | -38.4806 | -0.10689 | 0 | 0 | 0 | 0 | 0 | 0 | 0 | 0 | 0
INTEREST EXPENSE |  |  | -1249.9634 | -1223.1691 | -1189.7901 | -1146.1454 | -1101.5541 | -1052.5221 | -1001.7117 | -940.7413 | -877.357 | -808.4469 | -734.8555 | -647.9828 | -555.5475 | -454.9219 | -346.4574 | -226.2463 | -96.4273 | 0 | 0 | 0 | 0 | 0 | 0 | 0 | 0 | 0 | 0 | 0 | 0 | 0
TOTAL EXPENSES |  |  | -4292.9681 | -4275.1428 | -4242.902 | -4201.1871 | -4159.1927 | -4454.8884 | -4416.8667 | -4369.4335 | -4320.3396 | -4266.5734 | -4164.497 | -4094.9519 | -4021.4352 | -3941.4005 | -3855.3932 | -3759.5044 | -3655.7357 | -3442.2026 | -3470.5149 | -3502.1225 | -9.8237 | 0 | 0 | 0 | 0 | 0 | 0 | 0 | 0 | 0
PRE-TAX BOOK INCOME |  |  | -636.2314 | -608.2202 | -575.9794 | -534.2645 | -492.2701 | -787.9658 | -749.9441 | -702.5109 | -653.417 | -599.6508 | -497.5744 | -428.0293 | -354.5126 | -274.4779 | -188.4706 | -92.5818 | 11.1869 | 224.72 | 196.4077 | 164.8001 | 0.3622 | 0 | 0 | 0 | 0 | 0 | 0 | 0 | 0 | 0
CURRENT TAX BENEFIT (PMT) |  |  | 2582.0503 | 4304.9739 | 2442.188 | 1315.9155 | 1299.9203 | 449.5905 | -397.638 | -415.7984 | -434.6104 | -455.1719 | -494.9253 | -521.8041 | -550.2323 | -581.2134 | -614.5305 | -651.959 | -696.2682 | -779.8676 | -767.7672 | -755.6187 | -2.0584 | 0 | 0 | 0 | 0 | 0 | 0 | 0 | 0 | 0
DEFERRED PORTION OF TAX EXPENSE |  |  | -2330.4208 | -4064.4228 | -2214.3882 | -1104.6139 | -1105.2275 | -137.95 | 694.2409 | 693.6415 | 693.0368 | 692.3338 | 691.716 | 691.0897 | 690.442 | 689.7694 | 689.0707 | 688.5751 | 691.8438 | 690.9908 | 690.088 | 690.4402 | 1.9151 | 0 | 0 | 0 | 0 | 0 | 0 | 0 | 0 | 0
PTC |  |  | 2261.899 | 2394.2106 | 2394.2106 | 2394.2106 | 2520.2217 | 2520.2217 | 2646.2328 | 2646.2328 | 2646.2328 | 2772.2439 | 7.7007 | 0 | 0 | 0 | 0 | 0 | 0 | 0 | 0 | 0 | 0 | 0 | 0 | 0 | 0 | 0 | 0 | 0 | 0 | 0
TOTAL BOOK EFFECT |  |  | 1877.2971 | 2026.5415 | 2046.0311 | 2071.2478 | 2222.6445 | 2043.8964 | 2192.8916 | 2221.565 | 2251.2422 | 2409.755 | -293.083 | -258.7437 | -214.3029 | -165.9219 | -113.9305 | -55.9657 | 6.7625 | 135.8433 | 118.7284 | 99.6217 | 0.21895 | 0 | 0 | 0 | 0 | 0 | 0 | 0 | 0 | 0
TEMPORARY DIFFERENCE |  |  | 5892.3407 | 10276.6696 | 5598.9587 | 2792.9554 | 2794.5069 | 348.7989 | -1755.3499 | -1753.8343 | -1752.3055 | -1750.528 | -1748.9658 | -1747.3823 | -1745.7447 | -1744.0439 | -1742.2773 | -1741.0242 | -1749.289 | -1747.1322 | -1744.8495 | -1745.7401 | -4.8423 | 0 | 0 | 0 | 0 | 0 | 0 | 0 | 0 | 0
DEFERRED PORTION OF TAX EXPENSE |  | 39.55% | -2330.4208 | -4064.4228 | -2214.3882 | -1104.6139 | -1105.2275 | -137.95 | 694.2409 | 693.6415 | 693.0368 | 692.3338 | 691.716 | 691.0897 | 690.442 | 689.7694 | 689.0707 | 688.5751 | 691.8438 | 690.9908 | 690.088 | 690.4402 | 1.9151 | 0 | 0 | 0 | 0 | 0 | 0 | 0 | 0 | 0
Note on B6: Eddie Moses: If Income and Basis are both (+) then re-use suspended losses up to the amount of Basis If both are (-) then suspend all the losses If Income (-) and Basis (+) then if ABS(Income) < Basis then 0 else if ABS(Income) > Basis suspend any losses exceeding the Basis If Income (+) and Basis (-) then 0
Note on B25: Eddie Moses: Assumes Additional Equity is an after-tax event due to PTC Monetization
Note on E47: Eddie Moses: THIS SECTION ALTERED FOR FIRST YEAR START DATE
Note on E54: Eddie Moses: THIS SECTION ALTERED FOR FIRST YEAR START DATE

## EWC
SMUD - Solano 34.50MW Project |  |  | 1 | 2 | 3 | 4 | 5 | 6 | 7 | 8 | 9 | 10 | 11 | 12 | 13 | 14 | 15 | 16 | 17 | 18 | 19 | 20 | 21 | 22 | 23 | 24 | 25 | 26 | 27 | 28 | 29 | 30 | 31
Enron Wind Corp Return |  |  | 2002 | 2003 | 2004 | 2005 | 2006 | 2007 | 2008 | 2009 | 2010 | 2011 | 2012 | 2013 | 2014 | 2015 | 2016 | 2017 | 2018 | 2019 | 2020 | 2021 | 2022 | 2023 | 2024 | 2025 | 2026 | 2027 | 2028 | 2029 | 2030 | 2031 | 2032
TOTAL INCOME TAX
Taxable Income (Loss) |  |  | -65.9452 | -109.9484 | -62.3731 | -33.6083 | -33.1998 | -11.4825 | 10.1556 | 10.6194 | 11.0999 | 11.625 | 12.6403 | 13.3268 | 14.0528 | 14.8441 | 15.695 | 16.6509 | 17.7826 | 19.9177 | 19.6087 | 19.2984 | 0.052571 | 0 | 0 | 0 | 0 | 0 | 0 | 0 | 0 | 0 | 0
Loss Suspended (Re-Used) |  |  | 0 | 0 | 0 | 0 | 0 | 0 | 0 | 0 | 0 | 0 | 0 | 0 | 0 | 0 | 0 | 0 | 0 | 0 | 0 | 0 | 0 | 0 | 0 | 0 | 0 | 0 | 0 | 0 | 0 | 0 | 0
Total Taxable Income |  |  | -65.9452 | -109.9484 | -62.3731 | -33.6083 | -33.1998 | -11.4825 | 10.1556 | 10.6194 | 11.0999 | 11.625 | 12.6403 | 13.3268 | 14.0528 | 14.8441 | 15.695 | 16.6509 | 17.7826 | 19.9177 | 19.6087 | 19.2984 | 0.052571 | 0 | 0 | 0 | 0 | 0 | 0 | 0 | 0 | 0 | 0
Effective Tax Rate |  |  | 39.55% | 39.55% | 39.55% | 39.55% | 39.55% | 39.55% | 39.55% | 39.55% | 39.55% | 39.55% | 39.55% | 39.55% | 39.55% | 39.55% | 39.55% | 39.55% | 39.55% | 39.55% | 39.55% | 39.55% | 39.55% | 39.55% | 39.55% | 39.55% | 39.55% | 39.55% | 39.55% | 39.55% | 39.55% | 39.55% | 39.55%
Total Income Tax Benefit (PMT) |  |  | 26.0813 | 43.4846 | 24.6686 | 13.2921 | 13.1305 | 4.5413 | -4.0165 | -4.2 | -4.39 | -4.5977 | -4.9992 | -5.2707 | -5.5579 | -5.8708 | -6.2074 | -6.5854 | -7.033 | -7.8775 | -7.7552 | -7.6325 | -0.020792 | 0 | 0 | 0 | 0 | 0 | 0 | 0 | 0 | 0 | 0
PTC
Total PTC |  |  | 2284.7465 | 2418.3946 | 2418.3946 | 2418.3946 | 2545.6785 | 2545.6785 | 2672.9624 | 2672.9624 | 2672.9624 | 2800.2464 | 7.7785 | 0 | 0 | 0 | 0 | 0 | 0 | 0 | 0 | 0 | 0 | 0 | 0 | 0 | 0 | 0 | 0 | 0 | 0 | 0 | 0
Sharing Ratio - Tax Income | bar: 1 2002 to 31 2032
Share of PTC |  |  | 22.8475 | 24.1839 | 24.1839 | 24.1839 | 25.4568 | 25.4568 | 26.7296 | 26.7296 | 26.7296 | 28.0025 | 0.077785 | 0 | 0 | 0 | 0 | 0 | 0 | 0 | 0 | 0 | 0 | 0 | 0 | 0 | 0 | 0 | 0 | 0 | 0 | 0 | 0
ANNUAL RETURN
INITIAL EQUITY |  | -264.8592
ADDITIONAL EQUITY |  |  | 0 | 0 | 0 | 0 | 0 | 0 | 0 | 0 | 0 | 0 | 0 | 0 | 0 | 0 | 0 | 0 | 0 | 0 | 0 | 0 | 0 | 0 | 0 | 0 | 0 | 0 | 0 | 0 | 0 | 0 | 0
CASH DISTRIBUTION |  |  | 5.6725 | 5.7161 | 5.6974 | 5.6763 | 5.6532 | 5.6291 | 5.5769 | 5.5226 | 5.4659 | 5.4034 | 5.4707 | 5.4047 | 5.3336 | 5.2571 | 5.1744 | 5.0916 | 5.905 | 20.3083 | 19.9974 | 21.6621 | 0.053651 | 0 | 0 | 0 | 0 | 0 | 0 | 0 | 0 | 0 | 0
TOTAL INCOME TAX BENEFIT (PMT) |  |  | 26.0813 | 43.4846 | 24.6686 | 13.2921 | 13.1305 | 4.5413 | -4.0165 | -4.2 | -4.39 | -4.5977 | -4.9992 | -5.2707 | -5.5579 | -5.8708 | -6.2074 | -6.5854 | -7.033 | -7.8775 | -7.7552 | -7.6325 | -0.020792 | 0 | 0 | 0 | 0 | 0 | 0 | 0 | 0 | 0 | 0
TAX CREDIT- PTC |  |  | 22.8475 | 24.1839 | 24.1839 | 24.1839 | 25.4568 | 25.4568 | 26.7296 | 26.7296 | 26.7296 | 28.0025 | 0.077785 | 0 | 0 | 0 | 0 | 0 | 0 | 0 | 0 | 0 | 0 | 0 | 0 | 0 | 0 | 0 | 0 | 0 | 0 | 0 | 0
TOTAL PRE-TAX CASH FLOW |  | -264.8592 | 5.6725 | 5.7161 | 5.6974 | 5.6763 | 5.6532 | 5.6291 | 5.5769 | 5.5226 | 5.4659 | 5.4034 | 5.4707 | 5.4047 | 5.3336 | 5.2571 | 5.1744 | 5.0916 | 5.905 | 20.3083 | 19.9974 | 21.6621 | 0.053651 | 0 | 0 | 0 | 0 | 0 | 0 | 0 | 0 | 0 | 0
CUMULATIVE P-T CASH FLOW |  | -264.8592 | -259.1868 | -253.4707 | -247.7732 | -242.0969 | -236.4438 | -230.8147 | -225.2378 | -219.7152 | -214.2493 | -208.8459 | -203.3752 | -197.9705 | -192.6368 | -187.3798 | -182.2053 | -177.1137 | -171.2087 | -150.9004 | -130.9031 | -109.241 | -109.1873 | -109.1873 | -109.1873 | -109.1873 | -109.1873 | -109.1873 | -109.1873 | -109.1873 | -109.1873 | -109.1873 | -109.1873
TOTAL AFTER-TAX CASH FLOW |  | -264.8592 | 54.6012 | 73.3846 | 54.5499 | 43.1523 | 44.2405 | 35.6272 | 28.29 | 28.0522 | 27.8055 | 28.8081 | 0.54925 | 0.13399 | -0.22427 | -0.61377 | -1.0329 | -1.4938 | -1.128 | 12.4308 | 12.2421 | 14.0296 | 0.032859 | 0 | 0 | 0 | 0 | 0 | 0 | 0 | 0 | 0 | 0
CUMULATIVE A-T CASH FLOW |  | -264.8592 | -210.258 | -136.8734 | -82.3234 | -39.1711 | 5.0694 | 40.6965 | 68.9865 | 97.0388 | 124.8443 | 153.6524 | 154.2017 | 154.3357 | 154.1114 | 153.4976 | 152.4647 | 150.9709 | 149.8429 | 162.2737 | 174.5158 | 188.5454 | 188.5783 | 188.5783 | 188.5783 | 188.5783 | 188.5783 | 188.5783 | 188.5783 | 188.5783 | 188.5783 | 188.5783 | 188.5783
ANNUAL RESULTS |  | AFTER TAX
|  | IRR | 1 2002: NPV
13%
| 10 YEAR | 11.47% | 1 2002: -11.8165
| 20 YEAR | 11.91% | 1 2002: -8.9004
| 30 YEAR | 11.91% | 1 2002: -8.8982
PRE TAX
| 10 YEAR | -21.53% | 1 2002: -207.3465
| 20 YEAR | -3.818% | 1 2002: -195.7621
| 30 YEAR | -3.815% | 1 2002: -195.7585
QUARTERLY CASHFLOW DATES |  | AFTER TAX
|  | 2002-01-01 | 2002-04-01 | 2003-04-01 | 2004-04-01 | 2005-04-01 | 2006-04-01 | 2007-04-01 | 2008-04-01 | 2009-04-01 | 2010-04-01 | 2011-04-01 | 2012-04-01 | 2013-04-01 | 2014-04-01 | 2015-04-01 | 2016-04-01 | 2017-04-01 | 2018-04-01 | 2019-04-01 | 2020-04-01 | 2021-04-01 | 2022-04-01 | 2023-04-01 | 2024-04-01 | 2025-04-01 | 2026-04-01 | 2027-04-01 | 2028-04-01 | 2029-04-01 | 2030-04-01 | 2031-04-01 | 2032-04-01
|  | 2002-01-01 | 2002-07-02 | 2003-07-01 | 2004-07-01 | 2005-07-01 | 2006-07-01 | 2007-07-01 | 2008-07-01 | 2009-07-01 | 2010-07-01 | 2011-07-01 | 2012-07-01 | 2013-07-01 | 2014-07-01 | 2015-07-01 | 2016-07-01 | 2017-07-01 | 2018-07-01 | 2019-07-01 | 2020-07-01 | 2021-07-01 | 2022-07-01 | 2023-07-01 | 2024-07-01 | 2025-07-01 | 2026-07-01 | 2027-07-01 | 2028-07-01 | 2029-07-01 | 2030-07-01 | 2031-07-01 | 2032-07-01
|  | 2002-01-01 | 2002-09-30 | 2003-10-01 | 2004-10-01 | 2005-10-01 | 2006-10-01 | 2007-10-01 | 2008-10-01 | 2009-10-01 | 2010-10-01 | 2011-10-01 | 2012-10-01 | 2013-10-01 | 2014-10-01 | 2015-10-01 | 2016-10-01 | 2017-10-01 | 2018-10-01 | 2019-10-01 | 2020-10-01 | 2021-10-01 | 2022-10-01 | 2023-10-01 | 2024-10-01 | 2025-10-01 | 2026-10-01 | 2027-10-01 | 2028-10-01 | 2029-10-01 | 2030-10-01 | 2031-10-01 | 2032-10-01
|  | 2002-01-01 | 2003-01-01 | 2004-01-01 | 2005-01-01 | 2006-01-01 | 2007-01-01 | 2008-01-01 | 2009-01-01 | 2010-01-01 | 2011-01-01 | 2012-01-01 | 2013-01-01 | 2014-01-01 | 2015-01-01 | 2016-01-01 | 2017-01-01 | 2018-01-01 | 2019-01-01 | 2020-01-01 | 2021-01-01 | 2022-01-01 | 2023-01-01 | 2024-01-01 | 2025-01-01 | 2026-01-01 | 2027-01-01 | 2028-01-01 | 2029-01-01 | 2030-01-01 | 2031-01-01 | 2032-01-01 | 2033-01-01
PRE TAX | 2002-01-01 | 2002-01-01 | 2002-12-30 | 2003-12-30 | 2004-12-30 | 2005-12-30 | 2006-12-30 | 2007-12-30 | 2008-12-30 | 2009-12-30 | 2010-12-30 | 2011-12-30 | 2012-12-30 | 2013-12-30 | 2014-12-30 | 2015-12-30 | 2016-12-30 | 2017-12-30 | 2018-12-30 | 2019-12-30 | 2020-12-30 | 2021-12-30 | 2022-12-30 | 2023-12-30 | 2024-12-30 | 2025-12-30 | 2026-12-30 | 2027-12-30 | 2028-12-30 | 2029-12-30 | 2030-12-30 | 2031-12-30 | 2032-12-30
QUARTERLY CASHFLOW VALUES |  | 2002-01-01: AFTER TAX
|  | -264.8592 | 12.2322 | 16.9171 | 12.2131 | 9.369 | 9.6468 | 7.4995 | 5.6783 | 5.6324 | 5.5849 | 5.8512 | -1.2304 | -1.3177 | -1.3895 | -1.4677 | -1.5518 | -1.6464 | -1.7583 | -1.9694 | -1.9388 | -1.9081 | -0.005198 | 0 | 0 | 0 | 0 | 0 | 0 | 0 | 0 | 0 | 0
|  | 0 | 12.2322 | 16.9171 | 12.2131 | 9.369 | 9.6468 | 7.4995 | 5.6783 | 5.6324 | 5.5849 | 5.8512 | -1.2304 | -1.3177 | -1.3895 | -1.4677 | -1.5518 | -1.6464 | -1.7583 | -1.9694 | -1.9388 | -1.9081 | -0.005198 | 0 | 0 | 0 | 0 | 0 | 0 | 0 | 0 | 0 | 0
|  | 0 | 12.2322 | 16.9171 | 12.2131 | 9.369 | 9.6468 | 7.4995 | 5.6783 | 5.6324 | 5.5849 | 5.8512 | -1.2304 | -1.3177 | -1.3895 | -1.4677 | -1.5518 | -1.6464 | -1.7583 | -1.9694 | -1.9388 | -1.9081 | -0.005198 | 0 | 0 | 0 | 0 | 0 | 0 | 0 | 0 | 0 | 0
|  | 0 | 12.2322 | 16.9171 | 12.2131 | 9.369 | 9.6468 | 7.4995 | 5.6783 | 5.6324 | 5.5849 | 5.8512 | -1.2304 | -1.3177 | -1.3895 | -1.4677 | -1.5518 | -1.6464 | -1.7583 | -1.9694 | -1.9388 | -1.9081 | -0.005198 | 0 | 0 | 0 | 0 | 0 | 0 | 0 | 0 | 0 | 0
PRE TAX | -264.8592 | 0 | 5.6725 | 5.7161 | 5.6974 | 5.6763 | 5.6532 | 5.6291 | 5.5769 | 5.5226 | 5.4659 | 5.4034 | 5.4707 | 5.4047 | 5.3336 | 5.2571 | 5.1744 | 5.0916 | 5.905 | 20.3083 | 19.9974 | 21.6621 | 0.053651 | 0 | 0 | 0 | 0 | 0 | 0 | 0 | 0 | 0 | 0
ANNUAL TOTAL |  |  | 54.6012 | 73.3846 | 54.5499 | 43.1523 | 44.2405 | 35.6272 | 28.29 | 28.0522 | 27.8055 | 28.8081 | 0.54925 | 0.13399 | -0.22427 | -0.61377 | -1.0329 | -1.4938 | -1.128 | 12.4308 | 12.2421 | 14.0296 | 0.032859 | 0 | 0 | 0 | 0 | 0 | 0 | 0 | 0 | 0 | 0
QUARTERLY RESULTS |  | 2002-01-01: AFTER TAX
|  | IRR | NPV | PV Cashflow
|  |  | 13% | 13%
| 10 YEAR | 2002-01-01: 12.64%; 2003-01-01: -2.8309; 2004-01-01: 262.0284
| 20 YEAR | 2002-01-01: 13%; 2003-01-01: -3.4417e-14; 2004-01-01: 264.8592
| 30 YEAR | 2002-01-01: 13%; 2003-01-01: 0.0024458; 2004-01-01: 264.8617
PRE TAX
| 10 YEAR | 2002-01-01: -21.54%; 2003-01-01: -234.2908; 2004-01-01: 30.5684
| 20 YEAR | 2002-01-01: -3.817%; 2003-01-01: -221.2089; 2004-01-01: 43.6504
| 30 YEAR | 2002-01-01: -3.814%; 2003-01-01: -221.2048; 2004-01-01: 43.6545
ANNUAL PAYMENT PARAMETERS
ADDITIONAL EQUITY | 0 | bar: 2002-01-01
CASH DISTRIBUTION | 0 | bar: 2002-01-01
TOTAL INCOME TAX BENEFIT (PMT) | 0.25 | 2002-01-01: 0
TAX CREDIT- PTC | 0.25 | 2002-01-01: 0
OUTSIDE BOOK INCOME EFFECT
OPERATING REVENUES |  |  | 3656.7367 | 3666.9226 | 3666.9226 | 3666.9226 | 3666.9226 | 3666.9226 | 3666.9226 | 3666.9226 | 3666.9226 | 3666.9226 | 3666.9226 | 3666.9226 | 3666.9226 | 3666.9226 | 3666.9226 | 3666.9226 | 3666.9226 | 3666.9226 | 3666.9226 | 3666.9226 | 10.1859 | 0 | 0 | 0 | 0 | 0 | 0 | 0 | 0 | 0
LESS: OPERATING EXPENSES |  |  | -1114.1634 | -1117.7595 | -1118.8978 | -1120.8275 | -1123.4244 | -1468.1521 | -1480.9408 | -1494.4781 | -1508.7684 | -1523.9123 | -1495.4273 | -1512.7549 | -1531.6735 | -1552.2644 | -1574.7215 | -1599.0439 | -1625.0942 | -1575.7066 | -1604.2076 | -1635.8151 | -4.6395 | 0 | 0 | 0 | 0 | 0 | 0 | 0 | 0 | 0
DEPRECIATION EXPENSE |  |  | -1822.7495 | -1827.8268 | -1827.8268 | -1827.8268 | -1827.8268 | -1827.8268 | -1827.8268 | -1827.8268 | -1827.8268 | -1827.8268 | -1827.8268 | -1827.8268 | -1827.8268 | -1827.8268 | -1827.8268 | -1827.8268 | -1827.8268 | -1827.8268 | -1827.8268 | -1827.8268 | -5.0773 | 0 | 0 | 0 | 0 | 0 | 0 | 0 | 0 | 0
AMORTIZATION EXPENSE |  |  | -106.0919 | -106.3874 | -106.3874 | -106.3874 | -106.3874 | -106.3874 | -106.3874 | -106.3874 | -106.3874 | -106.3874 | -106.3874 | -106.3874 | -106.3874 | -106.3874 | -106.3874 | -106.3874 | -106.3874 | -38.6692 | -38.4806 | -38.4806 | -0.10689 | 0 | 0 | 0 | 0 | 0 | 0 | 0 | 0 | 0
INTEREST EXPENSE |  |  | -1249.9634 | -1223.1691 | -1189.7901 | -1146.1454 | -1101.5541 | -1052.5221 | -1001.7117 | -940.7413 | -877.357 | -808.4469 | -734.8555 | -647.9828 | -555.5475 | -454.9219 | -346.4574 | -226.2463 | -96.4273 | 0 | 0 | 0 | 0 | 0 | 0 | 0 | 0 | 0 | 0 | 0 | 0 | 0
TOTAL EXPENSES |  |  | -4292.9681 | -4275.1428 | -4242.902 | -4201.1871 | -4159.1927 | -4454.8884 | -4416.8667 | -4369.4335 | -4320.3396 | -4266.5734 | -4164.497 | -4094.9519 | -4021.4352 | -3941.4005 | -3855.3932 | -3759.5044 | -3655.7357 | -3442.2026 | -3470.5149 | -3502.1225 | -9.8237 | 0 | 0 | 0 | 0 | 0 | 0 | 0 | 0 | 0
PRE-TAX BOOK INCOME |  |  | -636.2314 | -608.2202 | -575.9794 | -534.2645 | -492.2701 | -787.9658 | -749.9441 | -702.5109 | -653.417 | -599.6508 | -497.5744 | -428.0293 | -354.5126 | -274.4779 | -188.4706 | -92.5818 | 11.1869 | 224.72 | 196.4077 | 164.8001 | 0.3622 | 0 | 0 | 0 | 0 | 0 | 0 | 0 | 0 | 0
CURRENT TAX BENEFIT (PMT) |  |  | 26.0813 | 43.4846 | 24.6686 | 13.2921 | 13.1305 | 4.5413 | -4.0165 | -4.2 | -4.39 | -4.5977 | -4.9992 | -5.2707 | -5.5579 | -5.8708 | -6.2074 | -6.5854 | -7.033 | -7.8775 | -7.7552 | -7.6325 | -0.020792 | 0 | 0 | 0 | 0 | 0 | 0 | 0 | 0 | 0
DEFERRED PORTION OF TAX EXPENSE |  |  | 225.5482 | 197.0665 | 203.1313 | 198.0095 | 181.5623 | 307.0992 | 300.6194 | 282.043 | 262.8164 | 241.7596 | 201.7899 | 174.5563 | 145.7676 | 114.4269 | 80.7475 | 43.2015 | 2.6086 | -80.9993 | -69.924 | -57.5459 | -0.12246 | 0 | 0 | 0 | 0 | 0 | 0 | 0 | 0 | 0
PTC |  |  | 22.8475 | 24.1839 | 24.1839 | 24.1839 | 25.4568 | 25.4568 | 26.7296 | 26.7296 | 26.7296 | 28.0025 | 0.077785 | 0 | 0 | 0 | 0 | 0 | 0 | 0 | 0 | 0 | 0 | 0 | 0 | 0 | 0 | 0 | 0 | 0 | 0 | 0
TOTAL BOOK EFFECT |  |  | -361.7544 | -343.4852 | -323.9956 | -298.7789 | -272.1205 | -450.8686 | -426.6116 | -397.9382 | -368.261 | -334.4864 | -300.7059 | -258.7437 | -214.3029 | -165.9219 | -113.9305 | -55.9657 | 6.7625 | 135.8433 | 118.7284 | 99.6217 | 0.21895 | 0 | 0 | 0 | 0 | 0 | 0 | 0 | 0 | 0
TEMPORARY DIFFERENCE |  |  | -570.2862 | -498.2718 | -513.6063 | -500.6562 | -459.0703 | -776.4833 | -760.0997 | -713.1303 | -664.5169 | -611.2758 | -510.2147 | -441.3561 | -368.5655 | -289.322 | -204.1656 | -109.2327 | -6.5957 | 204.8023 | 176.799 | 145.5018 | 0.30963 | 0 | 0 | 0 | 0 | 0 | 0 | 0 | 0 | 0
DEFERRED PORTION OF TAX EXPENSE |  | 39.55% | 225.5482 | 197.0665 | 203.1313 | 198.0095 | 181.5623 | 307.0992 | 300.6194 | 282.043 | 262.8164 | 241.7596 | 201.7899 | 174.5563 | 145.7676 | 114.4269 | 80.7475 | 43.2015 | 2.6086 | -80.9993 | -69.924 | -57.5459 | -0.12246 | 0 | 0 | 0 | 0 | 0 | 0 | 0 | 0 | 0
Note on B6: Eddie Moses: If Income and Basis are both (+) then re-use suspended losses up to the amount of Basis If both are (-) then suspend all the losses If Income (-) and Basis (+) then if ABS(Income) < Basis then 0 else if ABS(Income) > Basis suspend any losses exceeding the Basis If Income (+) and Basis (-) then 0
Note on B25: Eddie Moses: Assumes Additional Equity is an after-tax event due to PTC Monetization
Note on E47: Eddie Moses: THIS SECTION IS ALTERED FOR FIRST YEAR START DATE
Note on E54: Eddie Moses: THIS SECTION IS ALTERED FOR FIRST YEAR START DATE

## RAC
SMUD - Solano 34.50MW Project |  | 1 | 2 | 3 | 4 | 5 | 6 | 7 | 8 | 9 | 10 | 11 | 12 | 13 | 14 | 15 | 16 | 17 | 18 | 19 | 20 | 21 | 22 | 23 | 24 | 25 | 26 | 27 | 28 | 29 | 30
RAROC Variances |  | 2002 | 2003 | 2004 | 2005 | 2006 | 2007 | 2008 | 2009 | 2010 | 2011 | 2012 | 2013 | 2014 | 2015 | 2016 | 2017 | 2018 | 2019 | 2020 | 2021 | 2022 | 2023 | 2024 | 2025 | 2026 | 2027 | 2028 | 2029 | 2030 | 2031
|  | Red | light yellow or Red= connected to Sources Uses |  |  | Orange | light green or Orange = connected to Assumptions
|  |  | yellow = distribution cell |  |  |  | clear = no distribution and/or not connected
ACQUISITION & INSTALLATION
WTG Acquisition
WTG Price | Triangle | 1 2002: 0
Tower Price | Triangle | 1 2002: 0
Shipping Total | Triangle | 1 2002: 0
WTG Installation
Construction Total Variance | Triangle | 1 2002: 0
Predevelopment Expenses |  | 1 2002: 0
TOTAL TO SOURCES_USES |  | 1 2002: 0
Other Installation Factors
Months for Construction | Triangle | 1 2002: 0
OPERATING VARIANCES |  | 1 | 2 | 3 | 4 | 5 | 6 | 7 | 8 | 9 | 10 | 11 | 12 | 13 | 14 | 15 | 16 | 17 | 18 | 19 | 20 | 21 | 22 | 23 | 24 | 25 | 26 | 27 | 28 | 29 | 30 | 31
|  | 2002 | 2003 | 2004 | 2005 | 2006 | 2007 | 2008 | 2009 | 2010 | 2011 | 2012 | 2013 | 2014 | 2015 | 2016 | 2017 | 2018 | 2019 | 2020 | 2021 | 2022 | 2023 | 2024 | 2025 | 2026 | 2027 | 2028 | 2029 | 2030 | 2031 | 2032
Net kWh % Production | Normal | 100% | 100% | 100% | 100% | 100% | 100% | 100% | 100% | 100% | 100% | 100% | 100% | 100% | 100% | 100% | 100% | 100% | 100% | 100% | 100% | 100% | 100% | 100% | 100% | 100% | 100% | 100% | 100% | 100% | 100% | 100%
Std. Dev.
CPI Inflation | GBM
Inflation Switch (1=BCI report 0=Raroc) |  | 0 1 2002: 1; 0 2 2003: connected to Assum sheet
Default Energy Rates
Regular Maintenance
Other Variances
Raroc OPEX Variance Total |  | 0 | 0 | 0 | 0 | 0 | 0 | 0 | 0 | 0 | 0 | 0 | 0 | 0 | 0 | 0 | 0 | 0 | 0 | 0 | 0 | 0 | 0 | 0 | 0 | 0 | 0 | 0 | 0 | 0 | 0 | 0
CAPITAL STRUCTURE
Interest Rates
RESULTS

## Draw
SMUD - Solano 34.50MW Project | 1 | 2 | 3 | 4 | 5 | 6 | 7 | 8 | 9 | 10 | 11 | 12 | 13 | 14 | 15 | 16 | 17 | 18 | 19 | 20 | 21 | 22 | 23 | 24 | 25 | 26 | 27 | 28 | 29 | 30
Drawdown Schedule | 2002 | 2003 | 2004 | 2005 | 2006 | 2007 | 2008 | 2009 | 2010 | 2011 | 2012 | 2013 | 2014 | 2015 | 2016 | 2017 | 2018 | 2019 | 2020 | 2021 | 2022 | 2023 | 2024 | 2025 | 2026 | 2027 | 2028 | 2029 | 2030 | 2031
Drawdown - Project Completion Inputs
Months from project initiation >>>>>>> |  | 1 | 2 | 3 | 4 | 5 | 6 | 7 | 8 | 9 | 10 | 11 | 12 | 13 | 14 | 15 | 16 | Total
No. of Completed Trubines |  | 3: 10; 4: 10; 5: 10; 6: 10; 7: 0; 8: 0 | ERROR
No. Of Turbines Coming Online |  | 4: 10; 5: 10; 6: 10; 7: 10; 8: 0; 9: 0; 10: 0; 11: 0 | ERROR
Turbine Rated Capacity |  | 1500 | 1500 | 1500 | 1500 | 1500 | 1500 | 1500 | 1500 | 1500 | 1500 | 1500 | 1500 | 1500 | 1500 | 1500 | 1500
Wind Adjustment Factor |  | 25% | 25% | 25% | 25% | 0% | 0% | 0% | 0% | 0% | 0% | 0% | 0% | 0% | 0% | 0% | 0%
Project Completion %
TURBINE PRICE |  | 0% | 5% | 10% | 10% | 20% | 20% | 20% | 15% | 0% | 0% | 0% | 0% | 0% | 0% | 0% | 0% | 100%
#REF! |  | 3: 20%; 4: 20%; 5: 20%; 6: 30%; 7: 10% | 100%
SHIPPING - WTG & BLADES |  | 1: 20%; 2: 20%; 3: 20%; 4: 20%; 5: 20% | 100%
TOWER |  | 3: 20%; 4: 20%; 5: 40%; 6: 20% | 100%
TOWER FREIGHT |  | 1: 0%; 2: 40%; 3: 40%; 4: 20%; 5: 0%; 6: 0% | 100%
SERVICE OPTIONS |  | 1: 0%; 2: 0%; 3: 0%; 4: 0%; 5: 0%; 6: 0%; 7: 50%; 8: 50% | 100%
#REF! |  | 1: 0%; 2: 40%; 3: 40%; 4: 20%; 5: 0%; 6: 0% | 100%
MANUFACTURING COSTS |  | 1: 25%; 2: 25%; 3: 25%; 4: 25%; 5: 0%; 6: 0%; 7: 0% | 100%
CIVIL COSTS |  | 1: 33%; 2: 33%; 3: 34%; 4: 0%; 5: 0% | 100%
MECHANICAL/ERECTION |  | 1: 0%; 2: 0%; 3: 0%; 4: 25%; 5: 25%; 6: 25%; 7: 25% | 100%
ELECTRICAL DISTRIBUTION |  | 1: 0%; 2: 0%; 5: 0%; 6: 33%; 7: 33%; 8: 34% | 100%
ENGINEERING |  | 0% | 0% | 0% | 25% | 25% | 25% | 25% | 0% | 0% | 0% | 0% | 0% | 0% | 0% | 0% |  | 100%
O&M BLDG |  | 0% | 0% | 0% | 25% | 25% | 25% | 25% | 0% | 0% | 0% | 0% | 0% | 0% | 0% | 0% |  | 100%
FACILITY STARTUP |  | 0% | 0% | 0% | 0% | 0% | 20% | 80% | 0% | 0% | 0% | 0% | 0% | 0% | 0% | 0% |  | 100%
#REF! |  | 0% | 40% | 40% | 20% | 0% | 0% | 0% | 0% | 0% | 0% | 0% | 0% | 0% | 0% | 0% | 0% | 100%
INTERCONNECTION COSTS |  | 0% | 0% | 0% | 0% | 0% | 33% | 33% | 34% | 0% | 0% | 0% | 0% | 0% | 0% | 0% | 0% | 100%
OTHER CONSTRUCTION COSTS |  | 0% | 0% | 0% | 25% | 25% | 25% | 25% | 0% | 0% | 0% | 0% | 0% | 0% | 0% | 0% | 0% | 100%
CONSTRUCTION INTEREST |  | 0% | 0% | 0% | 0% | 0% | 33% | 33% | 34% | 0% | 0% | 0% | 0% | 0% | 0% | 0% | 0% | 100%
EWC DEVELOPER FEE |  | 1: 0%; 7: 0%; 8: 100% | 100%
EPC WRAP FEE |  | 1: 0%; 8: 100% | 100%
PREDEVELOPMENT EXPENSES TOTAL |  | 1: 100%; 2: 0%; 3: 0%; 4: 0%; 7: 0% | 100%
LEGAL CLOSING |  | 1: 0%; 2: 0%; 3: 0%; 4: 0%; 5: 0%; 6: 0%; 7: 100%; 16: 0% | 100%
BANKING DUE DILIGENCE EXPENSES |  | 1: 100%; 7: 0% | 100%
INDEPENDENT ENGINEER |  | 10% | 10% | 10% | 10% | 10% | 10% | 10% | 10% | 10% | 10% | [6 empty] | 100%
INSURANCE CONSULTANT FEES |  | 10% | 10% | 10% | 10% | 10% | 10% | 10% | 10% | 10% | 10% | [6 empty] | 100%
INITIAL WORKING CAPITAL |  | 1: 100% | 100%
LAND USE PAYMENT TO SMUD |  | 1: 100% | 100%
EQUITY CLOSING EXPENSES |  | 1: 0%; 6: 50%; 10: 50% | 100%
UTILITY INTERCONNECT COSTS |  | 6: 50%; 7: 50% | 100%
EQUITY FEE |  | 4: 25%; 5: 25%; 6: 25%; 7: 25% | 100%
CONSTRUCTION INSURANCE |  | 4: 50%; 7: 50% | 100%
EPC WARRANTY FEE |  | 7: 100% | 100%
#REF! |  | 7: 100% | 100%
Drawdown Schedule
Should be Zero
Months >>> | 1 | 2 | 3 | 4 | 5 | 6 | 7 | 8 | 9 | 10 | 11 | 12 | 13 | 14 | 15 | 16 | Total
Uses of Funds
TURBINE PRICE | 0 | 932.7998 | 1865.5996 | 1865.5996 | 3731.1992 | 3731.1992 | 3731.1992 | 2798.3994 | 0 | 0 | 0 | 0 | 0 | 0 | 0 | 0 | 18655.9958 |  | 0
#REF! | #REF! | #REF! | #REF! | #REF! | #REF! | #REF! | #REF! | #REF! | #REF! | #REF! | #REF! | #REF! | #REF! | #REF! | #REF! | #REF! | #REF! |  | #REF!
SHIPPING - WTG & BLADES | 149.063 | 149.063 | 149.063 | 149.063 | 149.063 | 0 | 0 | 0 | 0 | 0 | 0 | 0 | 0 | 0 | 0 | 0 | 745.315 |  | 0
TOWER | 0 | 0 | 600.484 | 600.484 | 1200.968 | 600.484 | 0 | 0 | 0 | 0 | 0 | 0 | 0 | 0 | 0 | 0 | 3002.42 |  | 0
TOWER FREIGHT | 0 | 163.162 | 163.162 | 81.581 | 0 | 0 | 0 | 0 | 0 | 0 | 0 | 0 | 0 | 0 | 0 | 0 | 407.905 |  | 0
SERVICE OPTIONS | 0 | 0 | 0 | 0 | 0 | 0 | 23 | 23 | 0 | 0 | 0 | 0 | 0 | 0 | 0 | 0 | 46 |  | 0
MANUFACTURING COSTS | 0 | 0 | 0 | 0 | 0 | 0 | 0 | 0 | 0 | 0 | 0 | 0 | 0 | 0 | 0 | 0 | 0 |  | 0
CIVIL COSTS | 840.8199 | 840.8199 | 866.2993 | 0 | 0 | 0 | 0 | 0 | 0 | 0 | 0 | 0 | 0 | 0 | 0 | 0 | 2547.939 |  | 0
MECHANICAL/ERECTION | 0 | 0 | 0 | 378.0945 | 378.0945 | 378.0945 | 378.0945 | 0 | 0 | 0 | 0 | 0 | 0 | 0 | 0 | 0 | 1512.378 |  | 0
ELECTRICAL DISTRIBUTION | 0 | 0 | 0 | 0 | 0 | 757.4569 | 757.4569 | 780.4102 | 0 | 0 | 0 | 0 | 0 | 0 | 0 | 0 | 2295.324 |  | 0
ENGINEERING | 0 | 0 | 0 | 94.525 | 94.525 | 94.525 | 94.525 | 0 | 0 | 0 | 0 | 0 | 0 | 0 | 0 | 0 | 378.1 |  | 0
O&M BLDG | 0 | 0 | 0 | 34.875 | 34.875 | 34.875 | 34.875 | 0 | 0 | 0 | 0 | 0 | 0 | 0 | 0 | 0 | 139.5 |  | 0
FACILITY STARTUP | 0 | 0 | 0 | 0 | 0 | 32.2346 | 128.9384 | 0 | 0 | 0 | 0 | 0 | 0 | 0 | 0 | 0 | 161.173 |  | 0
INTERCONNECTION COSTS | 0 | 0 | 0 | 0 | 0 | 396 | 396 | 408 | 0 | 0 | 0 | 0 | 0 | 0 | 0 | 0 | 1200 |  | 0
OTHER CONSTRUCTION COSTS | 0 | 0 | 0 | 152.6322 | 152.6322 | 152.6322 | 152.6322 | 0 | 0 | 0 | 0 | 0 | 0 | 0 | 0 | 0 | 610.529 |  | 0
CONSTRUCTION INTEREST | 0 | 0 | 0 | 0 | 0 | 234.1713 | 234.1713 | 241.2674 | 0 | 0 | 0 | 0 | 0 | 0 | 0 | 0 | 709.6101 |  | 0
EWC DEVELOPER FEE | 0 | 0 | 0 | 0 | 0 | 0 | 0 | -2049.0386 | 0 | 0 | 0 | 0 | 0 | 0 | 0 | 0 | -2049.0386 |  | 0
EPC WRAP FEE | 0 | 0 | 0 | 0 | 0 | 0 | 0 | 0 | 0 | 0 | 0 | 0 | 0 | 0 | 0 | 0 | 0 |  | 0
PREDEVELOPMENT EXPENSES TOTAL | 1013 | 0 | 0 | 0 | 0 | 0 | 0 | 0 | 0 | 0 | 0 | 0 | 0 | 0 | 0 | 0 | 1013 |  | 0
LEGAL CLOSING | 0 | 0 | 0 | 0 | 0 | 0 | 1300 | 0 | 0 | 0 | 0 | 0 | 0 | 0 | 0 | 0 | 1300 |  | 0
BANKING DUE DILIGENCE EXPENSES | 100 | 0 | 0 | 0 | 0 | 0 | 0 | 0 | 0 | 0 | 0 | 0 | 0 | 0 | 0 | 0 | 100 |  | 0
INDEPENDENT ENGINEER | 4 | 4 | 4 | 4 | 4 | 4 | 4 | 4 | 4 | 4 | 0 | 0 | 0 | 0 | 0 | 0 | 40 |  | 0
INSURANCE CONSULTANT FEES | 2.5 | 2.5 | 2.5 | 2.5 | 2.5 | 2.5 | 2.5 | 2.5 | 2.5 | 2.5 | 0 | 0 | 0 | 0 | 0 | 0 | 25 |  | 0
INITIAL WORKING CAPITAL | 197.5 | 0 | 0 | 0 | 0 | 0 | 0 | 0 | 0 | 0 | 0 | 0 | 0 | 0 | 0 | 0 | 197.5 |  | 0
LAND USE PAYMENT TO SMUD | 1500 | 0 | 0 | 0 | 0 | 0 | 0 | 0 | 0 | 0 | 0 | 0 | 0 | 0 | 0 | 0 | 1500 |  | 0
EQUITY CLOSING EXPENSES | 0 | 0 | 0 | 0 | 0 | 0 | 0 | 0 | 0 | 0 | 0 | 0 | 0 | 0 | 0 | 0 | 0 |  | 0
UTILITY INTERCONNECT COSTS | 0 | 0 | 0 | 0 | 0 | 0 | 0 | 0 | 0 | 0 | 0 | 0 | 0 | 0 | 0 | 0 | 0 |  | 0
EQUITY FEE | 0 | 0 | 0 | 130 | 130 | 130 | 130 | 0 | 0 | 0 | 0 | 0 | 0 | 0 | 0 | 0 | 520 |  | 0
CONSTRUCTION INSURANCE | 0 | 0 | 0 | 47.6955 | 0 | 0 | 47.6955 | 0 | 0 | 0 | 0 | 0 | 0 | 0 | 0 | 0 | 95.391 |  | 0
EPC WARRANTY FEE | 0 | 0 | 0 | 0 | 0 | 0 | 0 | 0 | 0 | 0 | 0 | 0 | 0 | 0 | 0 | 0 | 0 |  | 0
#REF! | #REF! | #REF! | #REF! | #REF! | #REF! | #REF! | #REF! | #REF! | #REF! | #REF! | #REF! | #REF! | #REF! | #REF! | #REF! | #REF! | #REF! |  | #REF!
TOTAL | #REF! | #REF! | #REF! | #REF! | #REF! | #REF! | #REF! | #REF! | #REF! | #REF! | #REF! | #REF! | #REF! | #REF! | #REF! | #REF! | #REF!
Sources of Funds
Months >>> | 1 | 2 | 3 | 4 | 5 | 6 | 7 | 8 | 9 | 10 | 11 | 12 | 13 | 14 | 15 | 16 | Total
ECM Construction Loan - Monthly | #REF! | #REF! | #REF! | #REF! | #REF! | #REF! | #REF! | #REF! | #REF! | #REF! | #REF! | #REF! | #REF! | #REF! | #REF! | #REF!
- Cumulative | #REF! | #REF! | #REF! | #REF! | #REF! | #REF! | #REF! | #REF! | #REF! | #REF! | #REF! | #REF! | #REF! | #REF! | #REF! | #REF!
Revenue During Construction
No. of Turbines Online /month | 0 | 0 | 10 | 10 | 10 | 10 | 0 | 0 | 0 | 0 | 0 | 0 | 0 | 0 | 0 | 0 | ERROR
Total Turbines Online | 0 | 0 | 10 | 20 | 30 | 40 | 40 | 40 | 40 | 40 | 40 | 40 | 40 | 40 | 40 | 40
Turbine Rated Capacity | 1500 | 1500 | 1500 | 1500 | 1500 | 1500 | 1500 | 1500 | 1500 | 1500 | 1500 | 1500 | 1500 | 1500 | 1500 | 1500 | 0
Monthly Energy Generated (kWh -/ month pro rata) | 0 | 0 | 13835.2093 | 27670.4186 | 0 | 0 | 0 | 0 | 0 | 0 | 0 | 0 | 0 | 0 | 0 | 0 | 0
Rate ($) | 0.0291 | 0.0291 | 0.0291 | 0.0291 | 0.0291 | 0.0291 | 0.0291 | 0.0291 | 0.0291 | 0.0291 | 0.0291 | 0.0291 | 0.0291 | 0.0291 | 0.0291 | 0.0291
Gross Monthly Revenue ($000) | 0 | 0 | 402.6046 | 805.2092 | 0 | 0 | 0 | 0 | 0 | 0 | 0 | 0 | 0 | 0 | 0 | 0 | 1207.8138
Operating Expenses
Maintenance | #REF! | #REF! | #REF! | #REF! | #REF! | #REF! | #REF! | #REF! | #REF! | #REF! | #REF! | #REF! | #REF! | #REF! | #REF! | #REF! | #REF!
Land Payments | 0 | 0 | 0 | 0 | 0 | 0 | 0 | 0 | 0 | 0 | 0 | 0 | 0 | 0 | 0 | 0 | 0
Insurance |  | 4: 21.7727
Total Operating Expenses | #REF! | #REF! | #REF! | #REF! | #REF! | #REF! | #REF! | #REF! | #REF! | #REF! | #REF! | #REF! | #REF! | #REF! | #REF! | #REF! | #REF!
Net Revenue after Expenses | #REF! | #REF! | #REF! | #REF! | #REF! | #REF! | #REF! | #REF! | #REF! | #REF! | #REF! | #REF! | #REF! | #REF! | #REF! | #REF! | #REF!
Net Funds Req'd During Constrn. | #REF! | #REF! | #REF! | #REF! | #REF! | #REF! | #REF! | #REF! | #REF! | #REF! | #REF! | #REF! | #REF! | #REF! | #REF! | #REF!
Cumulative | #REF! | #REF! | #REF! | #REF! | #REF! | #REF! | #REF! | #REF! | #REF! | #REF! | #REF! | #REF! | #REF! | #REF! | #REF! | #REF!
Note on C11: Eddie Moses: default = 750 connect to Z48 rated capacity cell
Note on C12: Eddie Moses: Default = 1/12 See Rich Simon for more complete data

## ExecSum
| EXECUTIVE SUMMARY |  | SMUD - Solano 34.50MW Project
|  |  |  | 0 | 0 | 0
TOTAL NUMBER WTG |  | 23 | <<<< | 0 | 23 | 0
NET CAPACITY FACTOR |  | 42.12%
20 YR LEVELIZED ENERGY RATE @ | 8.25% | 0.0291
FIRST YEAR BID ENERGY RATE |  | 0.0291
FIRST YEAR TOTAL ENERGY RATE |  | 0.0291
SOURCES OF FUNDS | $TOTAL (000) | % TOTAL | $ PER KW |  | EQUITY | $ | % | EFFECTIVE TAX
OUTSIDE EQUITY | 26221.0625 | 67.12% | 760.0308 |  | OUTSIDE EQUITY | 26221.0625 | 99% | 39.55%
EWC EQUITY | 264.8592 | 0.678% | 7.6771 |  | ZOND/ENRON EQUITY | 264.8592 | 1% | 39.55%
SENIOR BANK DEBT | 12580.8341 | 32.2% | 364.6619 |  | TOTAL | 26485.9217 | 100%
JUNIOR DEBT | 0 | 0% | 0
CASH SUB-TOTAL | 39066.7558 | 100% | 1132.3697
[6 empty] | OUTSIDE |  |  |  | ZOND
CASH & NON-CASH TOTAL | 39066.7558 | 100% | 1132.3697 |  |  | EQUITY RETURN: |  |  |  | EQUITY RETURN:
[6 empty] | CASH | TAX |  |  | CASH | TAX
[5 empty] | SHARING RATIOS | 99% | 99% |  |  | 1% | 1%
USES OF FUNDS
PRIMARY FACILITY COSTS | 33205.0422 | 85% | 962.465 |  |  | PRE-TAX | AFTER TAX |  |  | PRE-TAX | AFTER TAX
PREDEVELOPMENT EXPENSES TOTAL | 1013 | 2.593% | 29.3623 |  | 10 YEAR IRR | -21.54% | 12.64% |  |  | -21.54% | 12.64%
CONSTRUCTION INSURANCE | 95.391 | 0.2442% | 2.765 |  | 20 YEAR IRR | -3.817% | 13% |  |  | -3.817% | 13%
CONSTRUCTION INTEREST | 709.6101 | 1.816% | 20.5684 |  | 30 YEAR IRR | -3.814% | 13% |  |  | -3.814% | 13%
EPC WARRANTY FEE | 0 | 0% | 0
LEGAL CLOSING | 1300 | 3.328% | 37.6812 |  |  | PRE-TAX @ | AFTER TAX @ |  |  | PRE-TAX @ | AFTER TAX @
BANKING DUE DILIGENCE EXPENSES | 100 | 0.256% | 2.8986 |  |  | 13% | 13% |  |  | 13% | 13%
INDEPENDENT ENGINEER | 40 | 0.1024% | 1.1594 |  | 10 YEAR NPV | -23194.7882 | -280.2551 |  |  | -234.2908 | -2.8309
INSURANCE CONSULTANT FEES | 25 | 0.06399% | 0.72464 |  | 20 YEAR NPV | -21899.6778 | -9.9476e-13 |  |  | -221.2089 | -3.4417e-14
INITIAL WORKING CAPITAL | 197.5 | 0.5055% | 5.7246 |  | 30 YEAR NPV | -21899.2703 | 0.24214 |  |  | -221.2048 | 0.0024458
LAND USE PAYMENT TO SMUD | 1500 | 3.84% | 43.4783
EQUITY CLOSING EXPENSES | 0 | 0% | 0
UTILITY INTERCONNECT COSTS | 0 | 0% | 0
EQUITY FEE | 520 | 1.331% | 15.0725
LIQUIDATED DAMAGES | 0 | 0% | 0
TITLE INSURANCE | 172.5 | 0.4416% | 5
SR DEBT ARRANGEMENT FEE | 188.7125 | 0.4831% | 5.4699
JR DEBT ARRANGEMENT FEE | 0 | 0% | 0
TOTAL | 39066.7558 | 100% | 1132.3697
DEBT |  | BEG | LOAN |  | ANNUAL COVERAGE RATIOS
| TERM | INT. RATE | AMOUNT |  |  | 2002-01-01 | 2002-12-30 | 2003-12-30 | 2004-12-30 | 2005-12-30 | 2006-12-30 | 2007-12-30 | 2008-12-30 | 2009-12-30 | 2010-12-30
TERM OF LOAN - SR DEBT (YRS) | 17 | 10.02% | 12580.8341 |  | BANK DEBT | 1.4 | 1.4 | 1.4 | 1.4 | 1.4 | 1.4 | 1.4 | 1.4 | 1.4 | 1.4
TERM OF LOAN - JR DEBT (YRS) | 0 | 5.5% | 0 |  | SUB-DEBT
AGGREGATE LOAN |  | 10.02% | 12580.8341
[6 empty] | 2011-12-30 | 2012-12-30 | 2013-12-30 | 2014-12-30 | 2015-12-30 | 2016-12-30 | 2017-12-30 | 2018-12-30 | 2019-12-30 | 2020-12-30
[5 empty] | BANK DEBT | 1.4 | 1.4 | 1.4 | 1.4 | 1.4 | 1.4 | 1.4811
SUB-DEBT